## Sheet1
Customer Code | Job No | Project | SE Code | SE Comments | CE Code | CE Comments | Production User | QC User | Activities | Sort Code | Sort Comment | QE Code | QE Comments | QA Code | QA Comments | DE Code | Corrected By | Start Date | Accepted Date | Batch | Quality A/R | Grihasoft Attribute Names | slno | Orignal Slno Slno | Item | x | Item Group | Description | Secondary description | Manufacturer | Manufacturer catalog | Vendor | Vendor Catalog | Vendor Code | Buy UOM | Issue Uom | Price | Category | Sub cateogry | GTIN | GL Code | GL Code Description | Specilaity | Sub | Division | Level1 | Level2 | Level3 | User Item Type_1 | Inventory Item | Costing Enabled | Inventory Asset Value | Stocked | Inventory Planning Method | Replenishment Source Type | Planner | Minimum Min-Max Quantity | Maximum Min-Max Quantity | Purchased | List Price | Charge Dept/Cost Center | Lifecycle Phase | Item Status | Template Name | User Item Type | Lot Control | Lot User Defined | Lot Expiration Enabled | Lot Divisble | Starting Lot Prefix | Starting Lot Number | Serial Number Control | Starting Serial Prefix | Starting Serial Number | Cycle Count Enabled | Expense/Clearing Account | Asset Category | Item Description Update | HAAD Code | DHA Code | Item Creation Date | Griha_Vdr Name | Griha_Vdr Parent Name | GrihaVdrCat | Griha_Mfr Name | Griha_Mfr Parent Name | GrihaMfrCat | Ref Name | Ref Catalog | Ref # | UOM1 | Qty1 | UOM2 | Qty2 | UOM3 | Qty3 | UNSPSC Segment Code | UNSPSC Segment Description | UNSPSC Family Code | UNSPSC Family Description | UNSPSC Class Code | UNSPSC Class Description | UNSPSC Commodity Code | UNSPSC Commodity Description | Unspsc 25 Version | Long Description | Miscellaneous_1 | Short 40 Description | Len | Name | Type | Brandname | Composition | Age | Gender | Size | Primary Dimensions | Secondary Dimensions | Volume | Weight | Location | Properties | Sterile_NonSterile | Latex_LatexFree | Disposable_Reusable | Color | Miscellaneous | URL | Validation Comments | Packaging Comments | Classificaion Comments | Griha Comments | Potential Duplicate | Description Duplicate | Remarks | Status | Production Comments | QC Comments
ESI | 006 |  | CHJ |  |  |  | CHJ | CHJ | Data Enrichment | CHJ | [11 empty] | NMC | 801228 | 10191 | 2411102537 | 10191_2411102537 | Med-Surg Consumable | KIT MICROBIOLOGY TEST GXCT/NG-CE-10 XPERT QUALITATIVE PCR CHLAMYDIA TRACHOMATIS AND NEISSERIA GONORRHOEA 10T | - | CEPHEID | GXCT/NG-CE-10 | AL ZAHRAWI MEDICAL SERVICES CO. W.L.L. | - | - | BOX | - | 2700 | CONSUMABLES | - | - | - | - | DENTAL | - | Medical Equipment and Accessories and Supplies | Dental equipment and supplies | Dental and subspecialty instruments and devices | Dental restorative kits | - | Y | Y | Y | Y | - | - | - | - | - | Y | 155 | - | - | Active | - | - | N | N | - | - | - | - | - | - | - | - | - | - | - | A4649 | A4649 | 43506.7050694444 | [5 empty] | GXCT/NG-CE-10 | [17 empty] | 41116129 Microbiology or bacteriology test kits or supplies |  |  |  |  | KIT | MICROBIOLOGY TEST | XPERT | CT/NG | [8 empty] | QUALITATIVE PCR, 10 TEST | [5 empty] | https://www.cepheid.com/content/dam/www-cepheid-com/documents/package-insert-files/Xpert-CTNG-US-ENGLISH-Package-Insert-301-0234--Rev-K.pdf | [7 empty] | QC Completed | Production Completed
ESI | 006 |  | CHJ |  |  |  | CHJ | CHJ | Data Enrichment | CHJ | [11 empty] | NMC | 801229 | 10192 | 2411102583 | 10192_2411102583 | Med-Surg Consumable | KIT MICROBIOLOGY TEST GXMTB-RIF-10 XPERT PCR MYCOBACTERIUM TUBERCULOSIS AND RIFAMPICIN 10T | - | CEPHEID | GXMTB-RIF-10 | AL ZAHRAWI MEDICAL SERVICES CO. W.L.L. | - | - | BOX | - | 2750 | CONSUMABLES | - | - | - | - | DENTAL | - | Medical Equipment and Accessories and Supplies | Dental equipment and supplies | Dental and subspecialty instruments and devices | Dental restorative kits | - | Y | Y | Y | Y | - | - | - | - | - | Y | 155 | - | - | Active | - | - | N | N | - | - | - | - | - | - | - | - | - | - | - | A4649 | A4649 | 43506.7050694444 | [23 empty] | 41116129 Microbiology or bacteriology test kits or supplies |  |  |  |  | KIT | MICROBIOLOGY TEST | XPERT | MYCOBACTERIUM TUBERCULOSIS AND RIFAMPICIN | [8 empty] | PCR, 10 TEST | [5 empty] | URL NOT FOUND | [7 empty] | QC Completed | Production Completed
ESI | 006 |  | CHJ |  |  |  | CHJ | CHJ | Data Enrichment | CHJ | [11 empty] | NMC | 801342 | 11325 | 2411104656 | 11325_2411104656 | Med-Surg Consumable | KIT MICROBIOLOGY 6018002202-EN DIRECT DETECT TM SARS COV2 PCR FLUORESCENCE PROBE COYOTE BIOSCIENCE 24T.. | - | COYOTE BIOSCIENCE | COYOTE BIOSCIENCE | BIORUS MEDICAL EQUIPMENT L.L.C. | - | - | BOX | - | 840 | CONSUMABLES | - | - | - | - | GENERAL ITEM | - | NMC-Default | Na | NA | NA | - | Y | Y | Y | Y | - | - | - | - | - | Y | 55 | - | - | Active | - | - | N | N | - | - | - | - | - | - | - | - | - | - | - | - | - | 43597.4755787037 |  |  |  | COYOTE BIOSCIENCE | COYOTE BIOSCIENCE | 6018002202 | [17 empty] | 41116144 Virology test kits or supplies |  |  |  |  | KIT | VIROLOGY TEST | DIRECTDETECT | SARS-COV-2 | [8 empty] | PCR FLUORESCENCE PROBE, 24 TEST | [5 empty] | https://www.bioscience.co.uk/product~1036826 | [7 empty] | QC Completed | Production Completed
ESI | 006 |  | CHJ |  |  |  | CHJ | CHJ | Data Enrichment | CHJ | [11 empty] | NMC | 801424 | 12056 | 2411105049 | 12056_2411105049 | Med-Surg Consumable | KIT MICROBIOLOGY CT10D-24 BLUEDOT CONNECTIVITIS 10 IGG 24T | - | DIAGNOSTIC TECHNOLOGY | CT10D-24 | BIOIMMUN MEDICAL LAB.DIAG.LLC | - | - | BOX | - | 900 | CONSUMABLES | - | - | - | - | SUTURE | - | NMC-Default Category | Na | NA | NA | - | Y | Y | Y | Y | - | - | - | - | - | Y | 793 | - | - | Active | - | - | N | N | - | - | - | - | - | - | - | - | - | - | - | A4649 | A4649 | 43607.3686111111 | [5 empty] | CT10D-24 | [17 empty] | 41116126 Immunology or serology test kits or supplies |  |  |  |  | KIT | IMMUNOLOGY TEST | BLUEDOT | CONNECTIVITIS 10 IGG | [8 empty] | 24 TEST | [5 empty] | https://www.diagnostictechnology.com.au/products/d-tek-bluedot-connectivitis-10-igg-kit | [7 empty] | QC Completed | Production Completed
ESI | 006 |  | CHJ |  |  |  | CHJ | CHJ | Data Enrichment | CHJ | [11 empty] | NMC | 801427 | 12296 | 2411104504 | 12296_2411104504 | Med-Surg Consumable | KIT MICROBIOLOGY SED-05K102 MOLECULAR SARS COV-2 PCR EXTRACTION, DETECTION AND SWAB WITH VTM | - | DIAPLEXQ | - | BIORUS MEDICAL EQUIPMENT L.L.C. | - | - | KIT | - | 8.99 | CONSUMABLES | - | - | - | - | ENT | - | NMC-Default Category | Na | NA | NA | - | Y | Y | Y | Y | - | - | - | - | - | Y | 425 | - | - | Active | - | - | N | N | - | - | - | - | - | - | - | - | - | - | - | A4215 | A4215 | 43607.369224537 | [5 empty] | SED-05K102 | [17 empty] | 41116144 Virology test kits or supplies |  |  |  |  | KIT | VIROLOGY TEST |  | SARS COV-2 | [8 empty] | PCR EXTRACTION, DETECTION, SWAB WITH VTM | [5 empty] | URL NOT FOUND | [7 empty] | QC Completed | Production Completed
ESI | 006 |  | CHJ |  |  |  | CHJ | CHJ | Data Enrichment | CHJ | [11 empty] | NMC | 801470 | 12855 | 2422800951 | 12855_2422800951 | Med-Surg Consumable | DISINFECTANT SURFACE 767803 CRYOCIDE 20 CHLORINE DIOXIDE BASED 2 X 5LTR | - | ECOLAB | 767803 | ECOLAB EMIRATES GENERAL TRADING LLC | - | - | Each | - | 587.5 | CONSUMABLES | - | - | - | - | CSSD | - | Medical Equipment and Accessories and Supplies | Medical sterilization products | Sterilization indicators and controls | Sterilization indicator strips | - | Y | Y | Y | Y | - | - | - | - | - | Y | 42 | - | - | Active | - | - | N | N | - | - | - | - | - | - | - | - | - | - | - | A4649 | A4649 | 43649.6347800926 | [5 empty] | 767803 | 767803 |  |  | EA | 1 | PK | 2 | [10 empty] | 42281604 Medical surface disinfectants |  |  |  |  | DISINFECTANT | SURFACE | CRYOCIDE 20 | CHLORINE DIOXIDE | [5 empty] | 5LT | [8 empty] | URL NOT FOUND | [7 empty] | QC Completed | Production Completed
ESI | 006 |  | CHJ |  |  |  | CHJ | CHJ | Data Enrichment | CHJ | [11 empty] | NMC | 801636 | 13909 | 2411104488 | 13909_2411104488 | Med-Surg Consumable | KIT MICROBIOLOGY TEST MP2606-1000 EURO REAL TIME SARS COV-2 EUROIMMUN 1000T | - | EUROIMMUN | EUROIMMUNE | AL FAHIM HEALTHCARE SOLUTIONS L.L.C | - | - | KIT | - | 9000 | CONSUMABLES | - | - | - | - | DENTAL | - | Medical Equipment and Accessories and Supplies | Dental equipment and supplies | Dental materials | Dental materials | - | Y | Y | Y | Y | - | - | - | - | - | Y | 60 | - | - | Active | - | - | N | N | - | - | - | - | - | - | - | - | - | - | - | A4649 | A4649 | 43766.7430671296 | [23 empty] | 41116144 Virology test kits or supplies |  |  |  |  | KIT | VIROLOGY TEST | EUROREAL TIME | SARS-COV-2 | [8 empty] | 100 TEST | [5 empty] | https://www.fda.gov/media/138761/download | [7 empty] | QC Completed | Production Completed
ESI | 006 |  | CHJ |  |  |  | CHJ | CHJ | Data Enrichment | CHJ | [11 empty] | NMC | 801643 | 13919 | 2411104636 | 13919_2411104636 | Med-Surg Consumable | KIT MICROBIOLOGY EI 2606-9601-10G SARS-COV-2 QUANTIVAC IGG 96T. | - | EUROIMMUNE | EUROIMMUNE | AL FAHIM HEALTHCARE SOLUTIONS L.L.C | - | - | KIT | - | 3300 | CONSUMABLES | - | - | - | - | OPERATION THEATRE | - | Medical Equipment and Accessories and Supplies | Surgical products | Endoscopic instruments and supplies and accessories and related products | Endoscopic trocar or sheath or obturator or cannula | - | Y | Y | Y | Y | - | - | - | - | - | Y | 1320 | - | - | Active | - | - | N | N | - | - | - | - | - | - | - | - | - | - | - | A4649 | A4649 | 43767.6686921296 | [5 empty] | EI 2606-9601-10-G | [17 empty] | 41116144 Virology test kits or supplies |  |  |  |  | KIT | VIROLOGY TEST |  | SARS-COV-2 QUANTIVAC IGG | [8 empty] | 96 TEST | [5 empty] | https://pubmed.ncbi.nlm.nih.gov/34427924/ | [7 empty] | QC Completed | Production Completed
ESI | 006 |  | CHJ |  |  |  | CHJ | CHJ | Data Enrichment | CHJ | [11 empty] | NMC | 801901 | 14413 | 2411101557 | 14413_2411101557 | Med-Surg Consumable | KIT MICROBIOLOGY 207727 SERODIA MYCO II MYCOPLASMA PNEUMONIAE ANTIBODY TEST 25T | - | FUJERIBIO | 207727 | AL HAYAT PHARMACEUTICALS | - | - | KIT | - | 420 | CONSUMABLES | - | - | - | - | DERMATOLOGY/COSMETIC ITEMS | - | Apparel and Luggage and Personal Care Products | Personal care products | Bath and body | Facial care products | - | Y | Y | Y | Y | - | - | - | - | - | Y | 702.5 | - | - | Active | - | - | N | N | - | - | - | - | - | - | - | - | - | - | - | A4649 | A4649 | 43838.4930208333 |  |  |  | FUJERIBIO | FUJERIBIO | 207727 | [17 empty] | 41116126 Immunology or serology test kits or supplies |  |  |  |  | KIT | IMMUNOLOGY TEST | SERODIA | MYCO II MYCOPLASMA PNEUMONIAE ANTIBODY | [8 empty] | 25 TEST |  |  |  |  | MICROBIOLOGY | https://www.ascomed.cz/files/Serodia%20Myco.pdf | [7 empty] | QC Completed | Production Completed
ESI | 006 |  | CHJ |  |  |  | CHJ | CHJ | Data Enrichment | CHJ | [11 empty] | NMC | 802156 | 14714 | 2411104781 | 14714_2411104781 | Med-Surg Consumable | KIT MICROBIOLOGY W665A10+NR12A TANBEAD RNA EXTRACTION AND NEOPLEX FAST PCR, PCR PLATES, SEALING FILM, STERILE 1000UL AND 20UL FILTER TIPS 45MINS TEST RESULT | - | GENEMATRIX | W665A10+NR12A | MILAB SCIENTIFIC & LABORATORY EQUIPMENT TRADING LLC | - | - | KIT | - | 12 | CONSUMABLES | - | - | - | - | ORTHOPAEDICS | - | Medical Equipment and Accessories and Supplies | Orthopedic surgical implants | Orthopedic trauma implants | Bone screw | - | Y | Y | Y | Y | - | - | - | - | - | Y | 334.74 | - | - | Active | - | - | N | N | - | - | - | - | - | - | - | - | - | - | - | C1713 | C1713 | 43877.7438078704 | [23 empty] | 41116133 Molecular biology test kits or supplies |  |  |  |  | KIT | MOLECULAR BIOLOGY TEST | TANBEAD | RNA EXTRACTION | [8 empty] | NEOPLEX FAST PC, PCR PLATE, SEALING FILM, 1000-20MU L FILTER TIP | STERILE |  |  |  | 45MINS TEST RESULT | URL NOT FOUND | [7 empty] | QC Completed | Production Completed
ESI | 006 |  | CHJ |  |  |  | CHJ | CHJ | Data Enrichment | CHJ | [11 empty] | NMC | 802253 | 15189 | 2422800541 | 15189_2422800541 | Med-Surg Consumable | DISINFECTANT SURFACE H9610 CT-ZORB GRANULES | - | GUEST MEDICAL | H9610 | BIOSCIENCE MEDICAL SUPPLIES LLC | - | - | Each | - | 70 | CONSUMABLES | - | - | - | - | STATIONERY | - | NMC-Default | Na | NA | NA | - | Y | Y | Y | Y | - | - | - | - | - | Y | 0.08 | - | - | Active | - | - | N | N | - | - | - | - | - | - | - | - | - | - | - | - | - | 43996.6285416667 | [5 empty] | H9610 | [17 empty] | 42281604 Medical surface disinfectants |  |  |  |  | DISINFECTANT | SURFACE | CT-ZORB | [9 empty] | GRANULE | [5 empty] | https://www.mistrymedical.com/guest-medical-ct-zorb-granules-h9610 | [7 empty] | QC Completed | Production Completed
ESI | 006 |  | CHJ |  |  |  | CHJ | CHJ | Data Enrichment | CHJ | [11 empty] | NMC | 802303 | 15286 | 2411104958 | 15286_2411104958 | Med-Surg Consumable | KIT MICROBIOLOGY TEST PL030HD STREPPRO GROUPING HDX 60T | - | HARDY DIAGNOSTICS | PL030HD | BIOIMMUN MEDICAL LAB.DIAG.LLC | - | - | BOX | - | 2800 | CONSUMABLES | - | - | - | - | NUCLEAR MEDICINE | - | Drugs and Pharmaceutical Products | Radiopharmaceuticals and contrast media | Medical imaging contrast media | Medical imaging contrast media | - | Y | Y | Y | Y | - | - | - | - | - | Y | 2550 | - | - | Active | - | - | Y | Y | - | - | - | - | - | - | - | - | - | - | - | A9698 | A9698 | 44011.6627893519 | [5 empty] | PL030HD |  |  |  | KT | 1 | [12 empty] | 41116129 Microbiology or bacteriology test kits or supplies |  |  |  |  | KIT | MICROBIOLOGY TEST | STREPPRO | STREPTOCOCCAL GROUPING LATEX AGGLUTINATION | [8 empty] | HDX, 60 TEST | [5 empty] | https://hardydiagnostics.com/pl030hd | [7 empty] | QC Completed | Production Completed
ESI | 006 |  | CHJ |  |  |  | CHJ | CHJ | Data Enrichment | CHJ | [11 empty] | NMC | 802304 | 15287 | 2411105125 | 15287_2411105125 | Med-Surg Consumable | KIT MICROBIOLOGY TEST PL032HD STREPPRO GROUPING LATEX 60T | - | HARDY DIAGNOSTICS | PL032HD | BIOIMMUN MEDICAL LAB.DIAG.LLC | - | - | BOX | - | 512 | CONSUMABLES | - | - | - | - | LABORATORY | - | Laboratory and Measuring and Observing and Testing Equipment | Measuring and observing and testing instruments | Manual test kits and quality controls and calibrators and standards | Blood bank reagents or solutions | - | Y | Y | Y | Y | - | - | - | - | - | Y | 200 | - | - | Active | - | - | N | N | - | - | - | - | - | - | - | - | - | - | - | A4649 | A4649 | 44012.5684375 | [5 empty] | PL032HD |  |  |  | PK | 1 | [12 empty] | 41116130 Microbiology or bacteriology reagents or solutions or stains |  |  |  |  | REAGENT | MICROBIOLOGY | STREPPRO | GROUP B LATEX | [8 empty] | KIT, 60 TEST | [5 empty] | https://hardydiagnostics.com/pl030hd | [7 empty] | QC Completed | Production Completed
ESI | 006 |  | CHJ |  |  |  | CHJ | CHJ | Data Enrichment | CHJ | [11 empty] | NMC | 802367 | 15827 | 2411104049 | 15827_2411104049 | Med-Surg Consumable | KIT MICROBIOLOGY TEST HSM8128 FOB FECAL OCCULT BLOOD STRIP 20T | - | HIGH TOP | HSM8128 | HIGH STAR MEDICAL EQPMT TRADING | - | - | BOX | - | 140 | CONSUMABLES | - | - | - | - | DENTAL | - | Medical Equipment and Accessories and Supplies | Dental equipment and supplies | Dental and subspecialty instruments and devices | Dental burnishers | - | Y | Y | Y | Y | - | - | - | - | - | Y | 30 | - | - | Active | - | - | N | N | - | - | - | - | - | - | - | - | - | - | - | A4649 | A4649 | 44073.7053009259 |  |  |  | HIGH TOP |  | HSM8128 | [17 empty] | 41116120 Hematology test kits or supplies |  |  |  |  | KIT | HEMATOLOGY TEST |  | FOB | [8 empty] | STRIP, 20 TEST | [5 empty] | URL NOT FOUND | [7 empty] | QC Completed | Production Completed
ESI | 006 |  | CHJ |  |  |  | CHJ | CHJ | Data Enrichment | CHJ | [11 empty] | NMC | 803022 | 18558 | 2411105163 | 18558_2411105163 | Med-Surg Consumable | KIT MICROBIOLOGY RAPID TEST RV/ADV-II ROTAVIRUS AND ADENOVIRUS COLLOIDAL GOLD METHOD 20T | - | KEYU | RV/ADV-II | VARIETIES MEDICAL SUPPLIES | - | - | BOX | - | 25.6 | CONSUMABLES | - | - | - | - | DERMATOLOGY/COSMETIC ITEMS | - | Apparel and Luggage and Personal Care Products | Personal care products | Bath and body | Facial care products | - | Y | Y | Y | Y | - | - | - | - | - | Y | 130 | - | - | Active | - | - | N | N | - | - | - | - | - | - | - | - | - | - | - | A4649 | A4649 | 44452.4091666667 | [23 empty] | 41116144 Virology test kits or supplies |  |  |  |  | KIT | VIROLOGY TEST |  | RV/ADV-II | [8 empty] | RAPID, COLLOIDAL, GOLD METHOD, 20 TEST | [5 empty] | URL NOT FOUND | [7 empty] | QC Completed | Production Completed
ESI | 006 |  | CHJ |  |  |  | CHJ | CHJ | Data Enrichment | CHJ | [11 empty] | NMC | 803458 | 22401 | 2411102120 | 22401_2411102120 | Med-Surg Consumable | KIT MICROBIOLOGY TEST 870100 STAPH LATEX 100T | - | LORNE LABORATORY | 870100 | AL HAYAT PHARMACEUTICALS | - | - | BOX | - | 280 | CONSUMABLES | - | - | - | - | OPERATION THEATRE | - | Medical Equipment and Accessories and Supplies | Surgical products | Surgical cutting instruments and snares and related products | Surgical burr or its accessories | - | Y | Y | Y | Y | - | - | - | - | - | Y | 775 | - | - | Active | - | - | N | N | - | - | - | - | - | - | - | - | - | - | - | A4649 | A4649 | 44908.4662037037 | [5 empty] | 870100 | [17 empty] | 41116129 Microbiology or bacteriology test kits or supplies |  |  |  |  | KIT | MICROBIOLOGY TEST |  | STAPHYLOCOCCUS LATEX | [8 empty] | 100 TEST | [5 empty] | https://www.lornelabs.com/products/diagnostic-kits/latex-kits | [7 empty] | QC Completed | Production Completed
ESI | 006 |  | CHJ |  |  |  | CHJ | CHJ | Data Enrichment | CHJ | [11 empty] | NMC | 803459 | 22402 | 2411102563 | 22402_2411102563 | Med-Surg Consumable | KIT MICROBIOLOGY TEST 041050A IM LATEX 50T | - | LORNE LABORATORY | 041050A | AL HAYAT PHARMACEUTICALS | - | - | KIT | - | 156 | CONSUMABLES | - | - | - | - | OPERATION THEATRE | - | Medical Equipment and Accessories and Supplies | Surgical products | Surgical cutting instruments and snares and related products | Surgical burr or its accessories | - | Y | Y | Y | Y | - | - | - | - | - | Y | 775 | - | - | Active | - | - | N | N | - | - | - | - | - | - | - | - | - | - | - | A4649 | A4649 | 44908.470162037 |  |  |  | LORNE LABORATORY |  | 041050A | [17 empty] | 41116126 Immunology or serology test kits or supplies |  |  |  |  | KIT | IMMUNOLOGY TEST |  | IM LATEX | [8 empty] | 50 TEST | [5 empty] | URL NOT FOUND | [7 empty] | QC Completed | Production Completed
ESI | 006 |  | CHJ |  |  |  | CHJ | CHJ | Data Enrichment | CHJ | [11 empty] | NMC | 803465 | 22418 | 2411104682 | 22418_2411104682 | Med-Surg Consumable | KIT MICROBIOLOGY TEST LS1245 FECAL OCCULT BLOOD STRIP LS LIFE SCIENTIFIC 25T | - | LS SCIENTIFIC | LS SCIENTIFIC | AL HILAL LAB & MEDICAL SUPPLIES | - | - | KIT | - | 70 | CONSUMABLES | - | - | - | - | DERMATOLOGY/COSMETIC ITEMS | - | Drugs and Pharmaceutical Products | Drugs affecting the ears, eye, nose and skin | Dermatologic agents | Dermatologic agents | - | Y | Y | Y | Y | - | - | - | - | - | Y | 100 | - | - | Active | - | - | Y | Y | - | - | - | - | - | - | - | - | - | - | - | A4649 | A4649 | 44909.548900463 |  |  |  | LS SCIENTIFIC |  | LS1245 | [17 empty] | 41116120 Hematology test kits or supplies |  |  |  |  | KIT | HEMATOLOGY TEST |  | FOB | [8 empty] | STRIP, 25 TEST | [5 empty] | URL NOT FOUND | [7 empty] | QC Completed | Production Completed
ESI | 006 |  | CHJ |  |  |  | CHJ | CHJ | Data Enrichment | CHJ | [11 empty] | NMC | 803466 | 22419 | 2411104683 | 22419_2411104683 | Med-Surg Consumable | KIT MICROBIOLOGY TEST LS1231 H.PYLORI AB RAPID TEST 25T | - | LS SCIENTIFIC | LS SCIENTIFIC | AL HILAL LAB & MEDICAL SUPPLIES | - | - | KIT | - | 50 | CONSUMABLES | - | - | - | - | DERMATOLOGY/COSMETIC ITEMS | - | Drugs and Pharmaceutical Products | Drugs affecting the ears, eye, nose and skin | Dermatologic agents | Dermatologic agents | - | Y | Y | Y | Y | - | - | - | - | - | Y | 100 | - | - | Active | - | - | Y | Y | - | - | - | - | - | - | - | - | - | - | - | A4649 | A4649 | 44909.5506597222 |  |  |  | LS SCIENTIFIC |  | LS1231 | [17 empty] | 41116126 Immunology or serology test kits or supplies |  |  |  |  | KIT | IMMUNOLOGY TEST |  | H.PYLORI AB | [8 empty] | RAPID, 25 TEST | [5 empty] | URL NOT FOUND | [7 empty] | QC Completed | Production Completed
ESI | 006 |  | CHJ |  |  |  | CHJ | CHJ | Data Enrichment | CHJ | [11 empty] | NMC | 803595 | 23057 | 2411102066 | 23057_2411102066 | Med-Surg Consumable | KIT MICROBIOLOGY TEST RST101 MASTASTAPH AGGLUTINATION LATEX FOR STAPHYLOCOCCUS AUREUS 120T | - | MAST | RST101 | AL HAYAT PHARMACEUTICALS | - | - | KIT | - | 380 | CONSUMABLES | - | - | - | - | LABORATORY | - | Laboratory and Measuring and Observing and Testing Equipment | Laboratory supplies and fixtures | Pipette tips | Universal pipette tips | - | Y | Y | Y | Y | - | - | - | - | - | Y | 1063 | - | - | Active | - | - | N | N | - | - | - | - | - | - | - | - | - | - | - | A4649 | A4649 | 44992.4018518518 | [5 empty] | RST101 | [17 empty] | 41116129 Microbiology or bacteriology test kits or supplies |  |  |  |  | KIT | MICROBIOLOGY TEST |  | STAPHYLOCOCCI AGGLUTINATION LATEX | [8 empty] | FOR STAPHYLOCOCCUS AUREUS, 120 TEST | [5 empty] | https://www.mast-group.com/umbraco/Surface/DownloadProductSurface/DownloadProductDocument?nodeId=42000 | [7 empty] | QC Completed | Production Completed
ESI | 006 |  | CHJ |  |  |  | CHJ | CHJ | Data Enrichment | CHJ | [11 empty] | NMC | 803596 | 23058 | 2411102176 | 23058_2411102176 | Med-Surg Consumable | KIT MICROBIOLOGY TEST RST201 MASTASTREP ENZYME EXTRACTION LATEX AGGLUTINATION 50T | - | MAST | RST201 | AL HAYAT PHARMACEUTICALS | - | - | BOX | - | 600 | CONSUMABLES | - | - | - | - | LABORATORY | - | Laboratory and Measuring and Observing and Testing Equipment | Laboratory supplies and fixtures | Pipette tips | Universal pipette tips | - | Y | Y | Y | Y | - | - | - | - | - | Y | 344 | - | - | Active | - | - | N | N | - | - | - | - | - | - | - | - | - | - | - | A4649 | A4649 | 44992.4040046296 | [5 empty] | RST201 | [17 empty] | 41116129 Microbiology or bacteriology test kits or supplies |  |  |  |  | KIT | MICROBIOLOGY TEST |  | STREPTOCOCCI ENZYME EXTRACTION LATEX AGGLUTINATION | [8 empty] | 50 TEST | [5 empty] | https://www.mast-group.com/umbraco/Surface/DownloadProductSurface/DownloadProductDocument?nodeId=41913 | [7 empty] | QC Completed | Production Completed
ESI | 006 |  | CHJ |  |  |  | CHJ | CHJ | Data Enrichment | CHJ | [11 empty] | NMC | 804083 | 24436 | 2422800666 | 24436_2422800666 | Med-Surg Consumable | DISINFECTANT SURFACE 10-1090 CAVIWIPE 220's | - | METREX | 10-1090 | BIN ALI MEDICAL SUPPLIES LLC | - | - | BOX | - | 28 | CONSUMABLES | - | - | - | - | ORTHOPAEDICS | - | Medical Equipment and Accessories and Supplies | Orthopedic surgical implants | Orthopedic trauma implants | Bone screw | - | Y | Y | Y | Y | - | - | - | - | - | Y | 58.5 | - | - | Active | - | - | N | N | - | - | - | - | - | - | - | - | - | - | - | C1713 | C1713 | 45162.9840972222 | [5 empty] | 10-1090 |  |  |  | EA | 1 | CA | 12 | [10 empty] | 53131624 Disposable personal wipes |  |  |  |  | DISINFECTANT | SURFACE | CAVIWIPE |  |  |  |  | 6X6.75IN | [9 empty] | 220 | https://www.metrex.com/en-us/caviwipes | [7 empty] | QC Completed | Production Completed
ESI | 006 |  | CHJ |  |  |  | CHJ | CHJ | Data Enrichment | CHJ | [11 empty] | NMC | 804086 | 24441 | 2422800411 | 24441_2422800411 | Med-Surg Consumable | DISINFECTANT SURFACE 13-1100 CAVIWIPE 160's | - | METREX | 13-1100 | BIN ALI MEDICAL SUPPLIES LLC | - | - | BOX | - | 40 | CONSUMABLES | - | - | - | - | STATIONERY | - | NMC-Default | Na | NA | NA | - | Y | Y | Y | Y | - | - | - | - | - | Y | 65.5 | - | - | Active | - | - | N | N | - | - | - | - | - | - | - | - | - | - | - | - | - | 45163.4773263889 | [5 empty] | 13-1100 |  |  |  | EA | 1 | CA | 12 | [10 empty] | 53131624 Disposable personal wipes |  |  |  |  | DISINFECTANT | SURFACE | CAVIWIPE |  |  |  |  | 6X6.75IN | [9 empty] | 160 | https://www.metrex.com/en-us/caviwipes | [7 empty] | QC Completed | Production Completed
ESI | 006 |  | CHJ |  |  |  | CHJ | CHJ | Data Enrichment | CHJ | [11 empty] | NMC | 804087 | 24442 | 2422800253 | 24442_2422800253 | Med-Surg Consumable | DISINFECTANT SURFACE 13-5100 CAVIWIPE 1 160's | - | METREX | 13-5100 | BIN ALI MEDICAL SUPPLIES LLC | - | - | BOX | - | 29 | CONSUMABLES | - | - | - | - | STATIONERY | - | NMC-Default | Na | NA | NA | - | Y | Y | Y | Y | - | - | - | - | - | Y | 9.9 | - | - | Active | - | - | N | N | - | - | - | - | - | - | - | - | - | - | - | - | - | 45163.4783796296 | [5 empty] | 13-5100 |  |  |  | EA | 1 | CA | 12 | [10 empty] | 53131624 Disposable personal wipes |  |  |  |  | DISINFECTANT | SURFACE | CAVIWIPE1 |  |  |  |  | 6X6.75IN | [9 empty] | 160 | https://www.metrex.com/en-us/caviwipes1 | [7 empty] | QC Completed | Production Completed
ESI | 006 |  | CHJ |  |  |  | CHJ | CHJ | Data Enrichment | CHJ | [11 empty] | NMC | 804516 | 25683 | 2411104747 | 25683_2411104747 | Med-Surg Consumable | KIT MICROBIOLOGY TEST NAL 472030N-25 NADAL MALARIA AG PF / PAN 4 SPECIES 25T | - | NADAL | 412499 | AL HAYAT PHARMACEUTICALS | - | - | BOX | - | 295 | CONSUMABLES | - | - | - | - | - | - | - | - | - | - | - | - | - | - | - | - | - | - | - | - | - | - | - | - | - | - | - | - | - | - | - | - | - | - | - | - | - | - | - | - | - | - | - | [5 empty] | 472030N-25 | [17 empty] | 41116126 Immunology or serology test kits or supplies |  |  |  |  | KIT | IMMUNOLOGY TEST | NADAL | MALARIA AG PF / PAN 4 | [8 empty] | 25 TEST | [5 empty] | https://www.oxfordbiosystems.com/Portals/0/PDF/Infection%20Prevention%20and%20Control/NVM_Catalogue.pdf | [7 empty] | QC Completed | Production Completed
ESI | 006 |  | CHJ |  |  |  | CHJ | CHJ | Data Enrichment | CHJ | [11 empty] | NMC | 804517 | 25684 | 2411103083 | 25684_2411103083 | Med-Surg Consumable | KIT MICROBIOLOGY TEST 582008 NADAL CLOSTRIDIUM DIFFICILE TOXIN A + B 10T | - | NADAL | 582008 | AL ABBAR MEDICAL & SCIENTIFIC SUPPLIES. | - | - | KIT | - | 350 | CONSUMABLES | - | - | - | - | - | - | - | - | - | - | - | - | - | - | - | - | - | - | - | - | - | - | - | - | - | - | - | - | - | - | - | - | - | - | - | - | - | - | - | - | - | - | - | [5 empty] | 582008 | [17 empty] | 41116129 Microbiology or bacteriology test kits or supplies |  |  |  |  | KIT | MICROBIOLOGY TEST | NADAL | C DIFFICILE TOXIN A + B | [8 empty] | 10 TEST | [5 empty] | https://ridacom.com/en/products/view/7064 | [7 empty] | QC Completed | Production Completed
ESI | 006 |  | CHJ |  |  |  | CHJ | CHJ | Data Enrichment | CHJ | [11 empty] | NMC | 804604 | 25803 | 2411103007 | 25803_2411103007 | Med-Surg Consumable | KIT MICROBIOLOGY TEST LABORATORY AAFB MICROSCOPY | - | NEQAS | NEQAS | GENETRICS GENERAL TRADING LLC | - | - | BOX | - | 2520 | CONSUMABLES | - | - | - | - | - | - | - | - | - | - | - | - | - | - | - | - | - | - | - | - | - | - | - | - | - | - | - | - | - | - | - | - | - | - | - | - | - | - | - | - | - | - | - | [23 empty] | 41116129 Microbiology or bacteriology test kits or supplies |  |  |  |  | KIT | MICROBIOLOGY TEST |  | AAFB | [8 empty] | MICROSCOPY | [5 empty] | x | [7 empty] | QC Completed | Production Completed
ESI | 006 |  | CHJ |  |  |  | CHJ | CHJ | Data Enrichment | CHJ | [11 empty] | NMC | 804605 | 25804 | 2411103008 | 25804_2411103008 | Med-Surg Consumable | KIT MICROBIOLOGY TEST LABORATORY ROUTINE CELLULAR PATHOLOGY | - | NEQAS | NEQAS | GENETRICS GENERAL TRADING LLC | - | - | BOX | - | 5200 | CONSUMABLES | - | - | - | - | - | - | - | - | - | - | - | - | - | - | - | - | - | - | - | - | - | - | - | - | - | - | - | - | - | - | - | - | - | - | - | - | - | - | - | - | - | - | - | [23 empty] | 41104100 Specimen collection and transport containers and supplies |  |  |  |  | KIT | SPECIMEN COLLECTION | [10 empty] | ROUTINE, CELLULAR PATHOLOGY | [5 empty] | URL NOT FOUND | [7 empty] | QC Completed | Production Completed
ESI | 006 |  | CHJ |  |  |  | CHJ | CHJ | Data Enrichment | CHJ | [11 empty] | NMC | 804606 | 25805 | 2411103009 | 25805_2411103009 | Med-Surg Consumable | KIT MICROBIOLOGY TEST LABORATORY POCT GLUCOSE AND KETONES | - | NEQAS | NEQAS | GENETRICS GENERAL TRADING LLC | - | - | BOX | - | 3000 | CONSUMABLES | - | - | - | - | - | - | - | - | - | - | - | - | - | - | - | - | - | - | - | - | - | - | - | - | - | - | - | - | - | - | - | - | - | - | - | - | - | - | - | - | - | - | - | [23 empty] | 41116104 Chemistry test kits or supplies |  |  |  |  | KIT | CHEMISTRY TEST |  | POCT GLUCOSE AND KETONE | [14 empty] | URL NOT FOUND | [7 empty] | QC Completed | Production Completed
ESI | 006 |  | CHJ |  |  |  | CHJ | CHJ | Data Enrichment | CHJ | [11 empty] | NMC | 804607 | 25806 | 2411103010 | 25806_2411103010 | Med-Surg Consumable | KIT MICROBIOLOGY TEST LABORATORY POCT BLOOD GAS | - | NEQAS | NEQAS | GENETRICS GENERAL TRADING LLC | - | - | BOX | - | 3200 | CONSUMABLES | - | - | - | - | - | - | - | - | - | - | - | - | - | - | - | - | - | - | - | - | - | - | - | - | - | - | - | - | - | - | - | - | - | - | - | - | - | - | - | - | - | - | - | [23 empty] | 41116104 Chemistry test kits or supplies |  |  |  |  | KIT | CHEMISTRY TEST |  | POCT BLOOD GAS | [14 empty] | URL NOT FOUND | [7 empty] | QC Completed | Production Completed
ESI | 006 |  | CHJ |  |  |  | CHJ | CHJ | Data Enrichment | CHJ | [11 empty] | NMC | 804892 | 26508 | 2411102428 | 26508_2411102428 | Med-Surg Consumable | KIT IMMUNOLOGY TEST ORG 240A-24 ANTI TISSUE TRANSGLUTAMINASE IGA 24T | - | ORGENTEC | ORG 240A-24 | CYTOMED MIDDLE EAST | - | - | BOX | - | 816 | CONSUMABLES | - | - | - | - | - | - | - | - | - | - | - | - | - | - | - | - | - | - | - | - | - | - | - | - | - | - | - | - | - | - | - | - | - | - | - | - | - | - | - | - | - | - | - | [5 empty] | ORG 240A | [17 empty] | 41116126 Immunology or serology test kits or supplies |  |  |  |  | KIT | IMMUNOLOGY TEST | ALEGRIA | ANTI-TISSUE-TRANSGLUTAMINASE IGA | [8 empty] | 24 TEST | [5 empty] | https://www.orgentec.com/en/products/alegria/autoimmune+disease+diagnostics/gastroenterology+diagnostics/Anti-Tissue-Transglutaminase.html | [7 empty] | QC Completed | Production Completed
ESI | 006 |  | CHJ |  |  |  | CHJ | CHJ | Data Enrichment | CHJ | [11 empty] | NMC | 804893 | 26509 | 2411102429 | 26509_2411102429 | Med-Surg Consumable | KIT IMMUNOLOGY TEST ORG 240G-24 ANTI TISSUE TRANSGLUTAMINASE IGG 24T | - | ORGENTEC | ORG 240G-24 | CYTOMED MIDDLE EAST | - | - | BOX | - | 819 | CONSUMABLES | - | - | - | - | - | - | - | - | - | - | - | - | - | - | - | - | - | - | - | - | - | - | - | - | - | - | - | - | - | - | - | - | - | - | - | - | - | - | - | - | - | - | - | [5 empty] | ORG 240G | [17 empty] | 41116126 Immunology or serology test kits or supplies |  |  |  |  | KIT | IMMUNOLOGY TEST | ALEGRIA | ANTI-TISSUE-TRANSGLUTAMINASE IGG | [8 empty] | 24 TEST | [5 empty] | https://www.orgentec.com/en/products/alegria/autoimmune+disease+diagnostics/gastroenterology+diagnostics/Anti-Tissue-Transglutaminase.html | [7 empty] | QC Completed | Production Completed
ESI | 006 |  | CHJ |  |  |  | CHJ | CHJ | Data Enrichment | CHJ | [11 empty] | NMC | 804894 | 26520 | 2411102427 | 26520_2411102427 | Med-Surg Consumable | KIT IMMUNOLOGY TEST ORG 914G ANTI VARICELLA ZOSTER VIRUS IGG 24T | - | ORGENTEC | ORG 914G | CYTOMED MIDDLE EAST | - | - | BOX | - | 672 | CONSUMABLES | - | - | - | - | - | - | - | - | - | - | - | - | - | - | - | - | - | - | - | - | - | - | - | - | - | - | - | - | - | - | - | - | - | - | - | - | - | - | - | - | - | - | - | [5 empty] | ORG 914G | [17 empty] | 41116126 Immunology or serology test kits or supplies |  |  |  |  | KIT | IMMUNOLOGY TEST | ALEGRIA | ANTI-VZV IGG | [8 empty] | 24 TEST | [5 empty] | https://www.orgentec.com/en/products/alegria/infectious+disease+diagnostics/serology/Anti-VZV.html | [7 empty] | QC Completed | Production Completed
ESI | 006 |  | CHJ |  |  |  | CHJ | CHJ | Data Enrichment | CHJ | [11 empty] | NMC | 804895 | 26524 | 2411102409 | 26524_2411102409 | Med-Surg Consumable | KIT IMMUNOLOGY TEST ORG-231-24 ANTI PARIETAL CELL 24T | - | ORGENTEC | ORG-231-24 | CYTOMED MIDDLE EAST | - | - | BOX | - | 816 | CONSUMABLES | - | - | - | - | - | - | - | - | - | - | - | - | - | - | - | - | - | - | - | - | - | - | - | - | - | - | - | - | - | - | - | - | - | - | - | - | - | - | - | - | - | - | - | [5 empty] | ORG 231 | [17 empty] | 41116126 Immunology or serology test kits or supplies |  |  |  |  | KIT | IMMUNOLOGY TEST | ALEGRIA | ANTI-PARIETAL CELL | [8 empty] | 24 TEST | [5 empty] | https://www.orgentec.com/en/products/alegria/Autoimmune+Disease+Diagnostics/Gastroenterology+Diagnostics/ORG+231.html | [7 empty] | QC Completed | Production Completed
ESI | 006 |  | CHJ |  |  |  | CHJ | CHJ | Data Enrichment | CHJ | [11 empty] | NMC | 804896 | 26525 | 2411102408 | 26525_2411102408 | Med-Surg Consumable | KIT IMMUNOLOGY TEST ORG-247-24 ANTI INTRINSIC FACTOR 24T | - | ORGENTEC | ORG-247-24 | CYTOMED MIDDLE EAST | - | - | BOX | - | 816 | CONSUMABLES | - | - | - | - | - | - | - | - | - | - | - | - | - | - | - | - | - | - | - | - | - | - | - | - | - | - | - | - | - | - | - | - | - | - | - | - | - | - | - | - | - | - | - | [5 empty] | ORG 247 | [17 empty] | 41116126 Immunology or serology test kits or supplies |  |  |  |  | KIT | IMMUNOLOGY TEST | ALEGRIA | ANTI-INTRINSIC FACTOR | [8 empty] | 24 TEST | [5 empty] | https://www.orgentec.com/en/products/alegria/autoimmune+disease+diagnostics/gastroenterology+diagnostics/ORG+247.html | [7 empty] | QC Completed | Production Completed
ESI | 006 |  | CHJ |  |  |  | CHJ | CHJ | Data Enrichment | CHJ | [11 empty] | NMC | 804897 | 26526 | 2411102423 | 26526_2411102423 | Med-Surg Consumable | KIT IMMUNOLOGY TEST ORG-280-24 CALPROTECTION 24T | - | ORGENTEC | ORG-280-24 | CYTOMED MIDDLE EAST | - | - | BOX | - | 960 | CONSUMABLES | - | - | - | - | - | - | - | - | - | - | - | - | - | - | - | - | - | - | - | - | - | - | - | - | - | - | - | - | - | - | - | - | - | - | - | - | - | - | - | - | - | - | - | [5 empty] | ORG 280 | [17 empty] | 41116126 Immunology or serology test kits or supplies |  |  |  |  | KIT | IMMUNOLOGY TEST | ALEGRIA | CALPROTECTIN | [8 empty] | 24 TEST | [5 empty] | https://www.orgentec.com/en/products/alegria/Stool+Diagnostics/ORG+280.html | [7 empty] | QC Completed | Production Completed
ESI | 006 |  | CHJ |  |  |  | CHJ | CHJ | Data Enrichment | CHJ | [11 empty] | NMC | 805029 | 27673 | 2411105144 | 27673_2411105144 | Med-Surg Consumable | KIT MICROBIOLOGY TEST B74-100FRT PCR SACACE BACTERIAL VAGINOSIS REAL-TM MULTIPLEX RT-PCR 100T | - | PANAGENE INC | B74-100FRT | BABIRUS MEDICAL EQUIPMENT TRADING LLC | - | - | BOX | - | 4250 | CONSUMABLES | - | - | - | - | - | - | - | - | - | - | - | - | - | - | - | - | - | - | - | - | - | - | - | - | - | - | - | - | - | - | - | - | - | - | - | - | - | - | - | - | - | - | - | [5 empty] | B74-100FRT | [17 empty] | 41116129 Microbiology or bacteriology test kits or supplies |  |  |  |  | KIT | MICROBIOLOGY TEST |  | BACTERIAL VAGINOSIS | [8 empty] | REAL-TM, MULTIPLEX, RT-PCR, 100 TEST | [5 empty] | URL NOT FOUND | [7 empty] | QC Completed | Production Completed
ESI | 006 |  | CHJ |  |  |  | CHJ | CHJ | Data Enrichment | CHJ | [11 empty] | NMC | 805030 | 27674 | 2411105145 | 27674_2411105145 | Med-Surg Consumable | KIT MICROBIOLOGY TEST PNAM-1101 PANA REAL TYPER HPV 32 GENOTYPING 48T | - | PANAGENE INC | PNAM-1101 | BABIRUS MEDICAL EQUIPMENT TRADING LLC | - | - | BOX | - | 2184 | CONSUMABLES | - | - | - | - | - | - | - | - | - | - | - | - | - | - | - | - | - | - | - | - | - | - | - | - | - | - | - | - | - | - | - | - | - | - | - | - | - | - | - | - | - | - | - | [5 empty] | PNAM-1101 | [17 empty] | 41116133 Molecular biology test kits or supplies |  |  |  |  | KIT | MOLECULAR BIOLOGY TEST | PANA REALTYPER | HPV 32 GENOTYPING | [8 empty] | 48 TEST | [5 empty] | URL NOT FOUND | [7 empty] | QC Completed | Production Completed
ESI | 006 |  | CHJ |  |  |  | CHJ | CHJ | Data Enrichment | CHJ | [11 empty] | NMC | 805031 | 27675 | 2411105142 | 27675_2411105142 | Med-Surg Consumable | KIT MICROBIOLOGY TEST PNAM-2001 PANA REAL TYPE STD 13 KIT 48T | - | PANAGENE INC | PNAM-2001 | BABIRUS MEDICAL EQUIPMENT TRADING LLC | - | - | BOX | - | 2208 | CONSUMABLES | - | - | - | - | - | - | - | - | - | - | - | - | - | - | - | - | - | - | - | - | - | - | - | - | - | - | - | - | - | - | - | - | - | - | - | - | - | - | - | - | - | - | - | [5 empty] | PNAM-2001 | [17 empty] | 41116133 Molecular biology test kits or supplies |  |  |  |  | KIT | MOLECULAR BIOLOGY TEST | PANA REALTYPER | STD 13 | [8 empty] | 48 TEST | [5 empty] | http://www.panagene.com/_ENG/html/dh_product/prod_view/51/?cate_no=2 | [7 empty] | QC Completed | Production Completed
ESI | 006 |  | CHJ |  |  |  | CHJ | CHJ | Data Enrichment | CHJ | [11 empty] | NMC | 805032 | 27676 | 2411105143 | 27676_2411105143 | Med-Surg Consumable | KIT MICROBIOLOGY TEST TF5-100FRT PCR SACACE CANDIDOSIS REAL-TM 100T | - | PANAGENE INC | TF5-100FRT | BABIRUS MEDICAL EQUIPMENT TRADING LLC | - | - | BOX | - | 4100 | CONSUMABLES | - | - | - | - | - | - | - | - | - | - | - | - | - | - | - | - | - | - | - | - | - | - | - | - | - | - | - | - | - | - | - | - | - | - | - | - | - | - | - | - | - | - | - |  |  |  | SACACE |  | TF5-100FRT | [17 empty] | 41116129 Microbiology or bacteriology test kits or supplies |  |  |  |  | KIT | MICROBIOLOGY TEST |  | CANDIDOSIS REAL TM | [8 empty] | 100 TEST | [5 empty] | https://www.gtscientific.com.py/public/840127741277b8a9c8a8e9bbfad8a4fa.pdf | [7 empty] | QC Completed | Production Completed
ESI | 006 |  | CHJ |  |  |  | CHJ | CHJ | Data Enrichment | CHJ | [11 empty] | NMC | 805081 | 27797 | 2422800451 | 27797_2422800451 | Med-Surg Consumable | DISINFECTANT SURFACE XP00318 HYGEA BEDBATH WASH CLOTHS 2% CHG WIPES 8?s | - | PDI LIMITED | XP00318 | ROYAL CARE MEDICAL EQUIP. TRDG | - | - | PKT | - | 5.5 | CONSUMABLES | - | - | - | - | - | - | - | - | - | - | - | - | - | - | - | - | - | - | - | - | - | - | - | - | - | - | - | - | - | - | - | - | - | - | - | - | - | - | - | - | - | - | - | [5 empty] | XP00318 | [17 empty] | 53131624 Disposable personal wipes |  |  |  |  | DISINFECTANT | SURFACE | PREVANTICS | CHG 2% | [8 empty] | FULL BODY, BED BATH, WASH CLOTH | [5 empty] | https://pdi-intl.com/wp-content/uploads/2022/07/PREVANTICS%C2%AE-2-CHG-FULL-BODY-WASHCLOTHS-IWC3030-XP00318-Rev-2.1.pdf | [7 empty] | QC Completed | Production Completed
ESI | 006 |  | CHJ |  |  |  | CHJ | CHJ | Data Enrichment | CHJ | [11 empty] | NMC | 805184 | 28028 | 2411103224 | 28028_2411103224 | Med-Surg Consumable | KIT MICROBIOLOGY TEST STREPTOCOCCAL GROUPING A-G LATEX KIT 50T | - | PLASMATEC | PLASMATEC | AL ABBAR MEDICAL & SCIENTIFIC SUPPLIES. | - | - | BOX | - | 620 | CONSUMABLES | - | - | - | - | - | - | - | - | - | - | - | - | - | - | - | - | - | - | - | - | - | - | - | - | - | - | - | - | - | - | - | - | - | - | - | - | - | - | - | - | - | - | - | [23 empty] | 41116129 Microbiology or bacteriology test kits or supplies |  |  |  |  | KIT | MICROBIOLOGY TEST |  | STREPTOCOCCAL GROUPING A-G LATEX | [8 empty] | 50 TEST | [5 empty] | URL NOT FOUND | [7 empty] | QC Completed | Production Completed
ESI | 006 |  | CHJ |  |  |  | CHJ | CHJ | Data Enrichment | CHJ | [11 empty] | NMC | 800890 | 2804 | 2411104743 | 2804_2411104743 | Med-Surg Consumable | KIT MICROBIOLOGY SARS2 COV-2 PCR EXTRACTION DETECTION INCLUDING NASOPHARYNGEAL SAMPLE COLLECTION KIT, TORAX 96, 3D MEDCURE DETECTION, 0.2ML PCR PLATES WITH SEALERS | - | 3D BIOMED | 3D BIOMEDICINE | GENETRICS GENERAL TRADING LLC | - | - | KIT | - | 7.5 | CONSUMABLES | - | - | - | - | NEUROLOGY | - | Medical Equipment and Accessories and Supplies | Orthopedic surgical implants | Spinal implants | Spinal decompression device | - | Y | Y | Y | Y | - | - | - | - | - | Y | 4350 | - | - | Active | - | - | N | N | - | - | - | - | - | - | - | - | - | - | - | C1776 | C1776 | 41749.3699652778 | [23 empty] | 41116144 Virology test kits or supplies |  |  |  |  | KIT | VIROLOGY TEST |  | SARS2 COV-2 | [8 empty] | PCR EXTRACTION DETECTION, INCLUDING NASOPHARYNGEAL SAMPLE COLLECTION, TORAX 96, 3D MEDCURE DETECTION, 0.2ML PCR PLATES WITH SEALER | [5 empty] | URL NOT FOUND | [7 empty] | QC Completed | Production Completed
ESI | 006 |  | CHJ |  |  |  | CHJ | CHJ | Data Enrichment | CHJ | [11 empty] | NMC | 800891 | 2805 | 2411104799 | 2805_2411104799 | Med-Surg Consumable | KIT MICROBIOLOGY 3D BIOMED SARS-COV2 ANDIS FAST PCR ORF1AB +N GENE+E GENE AMPLIFICATION 100T | - | 3D BIOMED | 3D BIOMEDICINE | GENETRICS GENERAL TRADING LLC | - | - | KIT | - | 750 | CONSUMABLES | - | - | - | - | GENERAL MEDICAL CONSUMABLES | - | Medical Equipment and Accessories and Supplies | Wound care products | Bandages and dressings and related products | Bandage or dressing starter kits | - | Y | Y | Y | Y | - | - | - | - | - | Y | 4 | - | - | Active | - | - | N | N | - | - | - | - | - | - | - | - | - | - | - | A4649 | A4649 | 41749.3699652778 | [23 empty] | 41116144 Virology test kits or supplies |  |  |  |  | KIT | VIROLOGY TEST |  | ANDIS FAST SARS-COV-2 | [8 empty] | PCR ORF1AB +N GENE+E GENE AMPLIFICATION, 100 TEST | [5 empty] | URL NOT FOUND | [7 empty] | QC Completed | Production Completed
ESI | 006 |  | CHJ |  |  |  | CHJ | CHJ | Data Enrichment | CHJ | [11 empty] | NMC | 800892 | 2810 | 2411105057 | 2810_2411105057 | Med-Surg Consumable | KIT MICROBIOLOGY 96/ 64A 3DMED VIRAL NA EXTRACTION AND LABGUN TTF-1000-C-R-S COVID19 PCR EXOFAST BUFFER , BIOCOMMA YMJ-TE2 VIRAL TRANSPORT KIT MEDIUM | - | 3D MED | - | Neo Science Equipments & Chemicals Trading LLC | - | - | KIT | - | 5.05 | CONSUMABLES | - | - | - | - | ORTHOPEDIC | - | Medical Equipment and Accessories and Supplies | Orthopedic surgical implants | Knee joint implants | Knee joint implants | - | Y | Y | Y | Y | - | - | - | - | - | Y | 2500 | - | - | Active | - | - | N | N | - | - | - | - | - | - | - | - | - | - | - | A4649 | A4649 | 41749.3699652778 | [5 empty] | TTF-1000-C-R-S | [17 empty] | 41116144 Virology test kits or supplies |  |  |  |  | KIT | VIROLOGY TEST | LABGUN | COVID19 | [8 empty] | PCR, EXOFAST BUFFER, YMJ-TE2 VIRAL TRANSPORT MEDIUM |  |  |  |  | BIOCOMMA, 96/64A | URL NOT FOUND | [7 empty] | QC Completed | Production Completed
ESI | 006 |  | CHJ |  |  |  | CHJ | CHJ | Data Enrichment | CHJ | [11 empty] | NMC | 800893 | 2811 | 2411105060 | 2811_2411105060 | Med-Surg Consumable | KIT MICROBIOLOGY 96/ 64A 3DMED VIRAL NA EXTRACTION AND 3DMED 3103010069 ANDIS FAST SARS-COV-2 RTQPCR, BIOCOMMA YMJ-TE2 VIRAL TRANSPORT KIT MEDIUM | - | 3D MED | - | Neo Science Equipments & Chemicals Trading LLC | - | - | KIT | - | 6 | CONSUMABLES | - | - | - | - | NEUROLOGY | - | Medical Equipment and Accessories and Supplies | Surgical products | Cerebral spinal fluid CSF drainage products and accessories | Cerebral spinal fluid CSF drainage products and accessories | - | Y | Y | Y | Y | - | - | - | - | - | Y | 5500 | - | - | Active | - | - | N | N | - | - | - | - | - | - | - | - | - | - | - | A4649 | A4649 | 41749.3699652778 | [5 empty] | 3103010069 | [17 empty] | 41116144 Virology test kits or supplies |  |  |  |  | KIT | VIROLOGY TEST |  | ANDIS FAST SARS-COV-2 | [8 empty] | RT-QPCR DETECTION, YMJ-TE2 VIRAL TRANSPORT MEDIUM |  |  |  |  | BIOCOMMA, 96/64A | https://manuals.plus/3dmed/andis-fast-sars-cov-2-rt-qpcr-detection-kit-manual#axzz8QxI8O1n9 | [7 empty] | QC Completed | Production Completed
ESI | 006 |  | CHJ |  |  |  | CHJ | CHJ | Data Enrichment | CHJ | [11 empty] | NMC | 805599 | 29976 | 2421502634 | 29976_2421502634 | Med-Surg Consumable | TEETH ACRYLIC ACRY ROCK ANTERIOR UPPER A2 SIZE 66 | - | Ruthinum | Ruthinum | GULF DENT TRADING L.L.C | - | - | Each | - | 32 | CONSUMABLES | - | - | - | - | - | - | - | - | - | - | - | - | - | - | - | - | - | - | - | - | - | - | - | - | - | - | - | - | - | - | - | - | - | - | - | - | - | - | - | - | - | - | - | [23 empty] | 42152464 Dental implant kits |  |  |  |  | SET | TEETH | ACRYROCK | ACRYLIC |  |  | 66 |  |  |  |  | ANTERIOR, UPPER | A2 SHADE | [5 empty] | URL NOT FOUND | [7 empty] | QC Completed | Production Completed
ESI | 006 |  | CHJ |  |  |  | CHJ | CHJ | Data Enrichment | CHJ | [11 empty] | NMC | 805600 | 29977 | 2421502635 | 29977_2421502635 | Med-Surg Consumable | TEETH ACRYLIC ACRY ROCK ANTERIOR UPPER A2 SIZE 56 | - | Ruthinum | Ruthinum | GULF DENT TRADING L.L.C | - | - | Each | - | 32 | CONSUMABLES | - | - | - | - | - | - | - | - | - | - | - | - | - | - | - | - | - | - | - | - | - | - | - | - | - | - | - | - | - | - | - | - | - | - | - | - | - | - | - | - | - | - | - | [23 empty] | 42152464 Dental implant kits |  |  |  |  | SET | TEETH | ACRYROCK | ACRYLIC |  |  | 56 |  |  |  |  | ANTERIOR, UPPER | A2 SHADE | [5 empty] | URL NOT FOUND | [7 empty] | QC Completed | Production Completed
ESI | 006 |  | CHJ |  |  |  | CHJ | CHJ | Data Enrichment | CHJ | [11 empty] | NMC | 805601 | 29978 | 2421502636 | 29978_2421502636 | Med-Surg Consumable | TEETH ACRYLIC ACRY ROCK ANTERIOR UPPER A2 SIZE 33 | - | Ruthinum | Ruthinum | GULF DENT TRADING L.L.C | - | - | Each | - | 32 | CONSUMABLES | - | - | - | - | - | - | - | - | - | - | - | - | - | - | - | - | - | - | - | - | - | - | - | - | - | - | - | - | - | - | - | - | - | - | - | - | - | - | - | - | - | - | - | [23 empty] | 42152464 Dental implant kits |  |  |  |  | SET | TEETH | ACRYROCK | ACRYLIC |  |  | 33 |  |  |  |  | ANTERIOR, UPPER | A2 SHADE | [5 empty] | URL NOT FOUND | [7 empty] | QC Completed | Production Completed
ESI | 006 |  | CHJ |  |  |  | CHJ | CHJ | Data Enrichment | CHJ | [11 empty] | NMC | 805602 | 29979 | 2421502637 | 29979_2421502637 | Med-Surg Consumable | TEETH ACRYLIC ACRY ROCK ANTERIOR UPPER A3 SIZE 67 | - | Ruthinum | Ruthinum | GULF DENT TRADING L.L.C | - | - | Each | - | 32 | CONSUMABLES | - | - | - | - | - | - | - | - | - | - | - | - | - | - | - | - | - | - | - | - | - | - | - | - | - | - | - | - | - | - | - | - | - | - | - | - | - | - | - | - | - | - | - | [23 empty] | 42152464 Dental implant kits |  |  |  |  | SET | TEETH | ACRYROCK | ACRYLIC |  |  | 67 |  |  |  |  | ANTERIOR, UPPER | A3 SHADE | [5 empty] | URL NOT FOUND | [7 empty] | QC Completed | Production Completed
ESI | 006 |  | CHJ |  |  |  | CHJ | CHJ | Data Enrichment | CHJ | [11 empty] | NMC | 805603 | 29980 | 2421502638 | 29980_2421502638 | Med-Surg Consumable | TEETH ACRYLIC ACRY ROCK ANTERIOR UPPER A3 SIZE 66 | - | Ruthinum | Ruthinum | GULF DENT TRADING L.L.C | - | - | Each | - | 32 | CONSUMABLES | - | - | - | - | - | - | - | - | - | - | - | - | - | - | - | - | - | - | - | - | - | - | - | - | - | - | - | - | - | - | - | - | - | - | - | - | - | - | - | - | - | - | - | [23 empty] | 42152464 Dental implant kits |  |  |  |  | SET | TEETH | ACRYROCK | ACRYLIC |  |  | 66 |  |  |  |  | ANTERIOR, UPPER | A3 SHADE | [5 empty] | URL NOT FOUND | [7 empty] | QC Completed | Production Completed
ESI | 006 |  | CHJ |  |  |  | CHJ | CHJ | Data Enrichment | CHJ | [11 empty] | NMC | 805604 | 29981 | 2421502640 | 29981_2421502640 | Med-Surg Consumable | TEETH ACRYLIC ACRY ROCK ANTERIOR LOWER A2 SIZE 68 | - | Ruthinum | Ruthinum | GULF DENT TRADING L.L.C | - | - | Each | - | 32 | CONSUMABLES | - | - | - | - | - | - | - | - | - | - | - | - | - | - | - | - | - | - | - | - | - | - | - | - | - | - | - | - | - | - | - | - | - | - | - | - | - | - | - | - | - | - | - | [23 empty] | 42152464 Dental implant kits |  |  |  |  | SET | TEETH | ACRYROCK | ACRYLIC |  |  | 68 |  |  |  |  | ANTERIOR, LOWER | A2 SHADE | [5 empty] | URL NOT FOUND | [7 empty] | QC Completed | Production Completed
ESI | 006 |  | CHJ |  |  |  | CHJ | CHJ | Data Enrichment | CHJ | [11 empty] | NMC | 805605 | 29982 | 2421502641 | 29982_2421502641 | Med-Surg Consumable | TEETH ACRYLIC ACRY ROCK ANTERIOR LOWER A2 SIZE 66 | - | Ruthinum | Ruthinum | GULF DENT TRADING L.L.C | - | - | Each | - | 32 | CONSUMABLES | - | - | - | - | - | - | - | - | - | - | - | - | - | - | - | - | - | - | - | - | - | - | - | - | - | - | - | - | - | - | - | - | - | - | - | - | - | - | - | - | - | - | - | [23 empty] | 42152464 Dental implant kits |  |  |  |  | SET | TEETH | ACRYROCK | ACRYLIC |  |  | 66 |  |  |  |  | ANTERIOR, LOWER | A2 SHADE | [5 empty] | URL NOT FOUND | [7 empty] | QC Completed | Production Completed
ESI | 006 |  | CHJ |  |  |  | CHJ | CHJ | Data Enrichment | CHJ | [11 empty] | NMC | 805606 | 29983 | 2421502643 | 29983_2421502643 | Med-Surg Consumable | TEETH ACRYLIC ACRY ROCK ANTERIOR LOWER A3 SIZE 68 | - | Ruthinum | Ruthinum | GULF DENT TRADING L.L.C | - | - | Each | - | 32 | CONSUMABLES | - | - | - | - | - | - | - | - | - | - | - | - | - | - | - | - | - | - | - | - | - | - | - | - | - | - | - | - | - | - | - | - | - | - | - | - | - | - | - | - | - | - | - | [23 empty] | 42152464 Dental implant kits |  |  |  |  | SET | TEETH | ACRYROCK | ACRYLIC |  |  | 68 |  |  |  |  | ANTERIOR, LOWER | A3 SHADE | [5 empty] | URL NOT FOUND | [7 empty] | QC Completed | Production Completed
ESI | 006 |  | CHJ |  |  |  | CHJ | CHJ | Data Enrichment | CHJ | [11 empty] | NMC | 805607 | 29984 | 2421502644 | 29984_2421502644 | Med-Surg Consumable | TEETH ACRYLIC ACRY ROCK ANTERIOR LOWER A3 SIZE 66 | - | Ruthinum | Ruthinum | GULF DENT TRADING L.L.C | - | - | Each | - | 32 | CONSUMABLES | - | - | - | - | - | - | - | - | - | - | - | - | - | - | - | - | - | - | - | - | - | - | - | - | - | - | - | - | - | - | - | - | - | - | - | - | - | - | - | - | - | - | - | [23 empty] | 42152464 Dental implant kits |  |  |  |  | SET | TEETH | ACRYROCK | ACRYLIC |  |  | 66 |  |  |  |  | ANTERIOR, LOWER | A3 SHADE | [5 empty] | URL NOT FOUND | [7 empty] | QC Completed | Production Completed
ESI | 006 |  | CHJ |  |  |  | CHJ | CHJ | Data Enrichment | CHJ | [11 empty] | NMC | 805608 | 29985 | 2421502720 | 29985_2421502720 | Med-Surg Consumable | TEETH ACRYLIC SET ACRY ROCK SHADE A1 | - | Ruthinum | Ruthinum | GULF DENT TRADING L.L.C | - | - | SET | - | 32 | CONSUMABLES | - | - | - | - | - | - | - | - | - | - | - | - | - | - | - | - | - | - | - | - | - | - | - | - | - | - | - | - | - | - | - | - | - | - | - | - | - | - | - | - | - | - | - | [23 empty] | 42152464 Dental implant kits |  |  |  |  | SET | TEETH | ACRYROCK | ACRYLIC | [8 empty] | A1 SHADE | [5 empty] | URL NOT FOUND | [7 empty] | QC Completed | Production Completed
ESI | 006 |  | CHJ |  |  |  | CHJ | CHJ | Data Enrichment | CHJ | [11 empty] | NMC | 805609 | 29986 | 2421502721 | 29986_2421502721 | Med-Surg Consumable | TEETH ACRYLIC SET ACRY ROCK SHADE A3.5 | - | Ruthinum | Ruthinum | GULF DENT TRADING L.L.C | - | - | SET | - | 32 | CONSUMABLES | - | - | - | - | - | - | - | - | - | - | - | - | - | - | - | - | - | - | - | - | - | - | - | - | - | - | - | - | - | - | - | - | - | - | - | - | - | - | - | - | - | - | - | [23 empty] | 42152464 Dental implant kits |  |  |  |  | SET | TEETH | ACRYROCK | ACRYLIC | [8 empty] | A3.5 SHADE | [5 empty] | URL NOT FOUND | [7 empty] | QC Completed | Production Completed
ESI | 006 |  | CHJ |  |  |  | CHJ | CHJ | Data Enrichment | CHJ | [11 empty] | NMC | 805610 | 29987 | 2421503556 | 29987_2421503556 | Med-Surg Consumable | TEETH ACRYLIC SET SHADE A2 SIZE S14 | - | Ruthinum | Ruthinum | GULF DENT TRADING L.L.C | - | - | Each | - | 32 | CONSUMABLES | - | - | - | - | - | - | - | - | - | - | - | - | - | - | - | - | - | - | - | - | - | - | - | - | - | - | - | - | - | - | - | - | - | - | - | - | - | - | - | - | - | - | - | [23 empty] | 42152464 Dental implant kits |  |  |  |  | SET | TEETH |  | ACRYLIC |  |  | 14 | [5 empty] | A2 SHADE | [5 empty] | URL NOT FOUND | [7 empty] | QC Completed | Production Completed
ESI | 006 |  | CHJ |  |  |  | CHJ | CHJ | Data Enrichment | CHJ | [11 empty] | NMC | 805611 | 29988 | 2421503557 | 29988_2421503557 | Med-Surg Consumable | TEETH ACRYLIC SET SHADE A2 SIZE S32 | - | Ruthinum | Ruthinum | GULF DENT TRADING L.L.C | - | - | Each | - | 32 | CONSUMABLES | - | - | - | - | - | - | - | - | - | - | - | - | - | - | - | - | - | - | - | - | - | - | - | - | - | - | - | - | - | - | - | - | - | - | - | - | - | - | - | - | - | - | - | [23 empty] | 42152464 Dental implant kits |  |  |  |  | SET | TEETH |  | ACRYLIC |  |  | 32 | [5 empty] | A2 SHADE | [5 empty] | URL NOT FOUND | [7 empty] | QC Completed | Production Completed
ESI | 006 |  | CHJ |  |  |  | CHJ | CHJ | Data Enrichment | CHJ | [11 empty] | NMC | 805612 | 29989 | 2421503558 | 29989_2421503558 | Med-Surg Consumable | TEETH ACRYLIC SET SHADE A2 SIZE S51 | - | Ruthinum | Ruthinum | GULF DENT TRADING L.L.C | - | - | Each | - | 32 | CONSUMABLES | - | - | - | - | - | - | - | - | - | - | - | - | - | - | - | - | - | - | - | - | - | - | - | - | - | - | - | - | - | - | - | - | - | - | - | - | - | - | - | - | - | - | - | [23 empty] | 42152464 Dental implant kits |  |  |  |  | SET | TEETH |  | ACRYLIC |  |  | 51 | [5 empty] | A2 SHADE | [5 empty] | URL NOT FOUND | [7 empty] | QC Completed | Production Completed
ESI | 006 |  | CHJ |  |  |  | CHJ | CHJ | Data Enrichment | CHJ | [11 empty] | NMC | 805613 | 29990 | 2421503651 | 29990_2421503651 | Med-Surg Consumable | TEETH ACRYLIC SET ACRY ROCK SHADE A2 SIZE 15 | - | Ruthinum | Ruthinum | GULF DENT TRADING L.L.C | - | - | SET | - | 32 | CONSUMABLES | - | - | - | - | - | - | - | - | - | - | - | - | - | - | - | - | - | - | - | - | - | - | - | - | - | - | - | - | - | - | - | - | - | - | - | - | - | - | - | - | - | - | - | [23 empty] | 42152464 Dental implant kits |  |  |  |  | SET | TEETH | ACRYROCK | ACRYLIC |  |  | 15 | [5 empty] | A2 SHADE | [5 empty] | URL NOT FOUND | [7 empty] | QC Completed | Production Completed
ESI | 006 |  | CHJ |  |  |  | CHJ | CHJ | Data Enrichment | CHJ | [11 empty] | NMC | 805614 | 29991 | 2421503657 | 29991_2421503657 | Med-Surg Consumable | TEETH ACRYLIC SET SHADE A2 SIZE 33 | - | Ruthinum | Ruthinum | GULF DENT TRADING L.L.C | - | - | SET | - | 32 | CONSUMABLES | - | - | - | - | - | - | - | - | - | - | - | - | - | - | - | - | - | - | - | - | - | - | - | - | - | - | - | - | - | - | - | - | - | - | - | - | - | - | - | - | - | - | - | [23 empty] | 42152464 Dental implant kits |  |  |  |  | SET | TEETH |  | ACRYLIC |  |  | 33 | [5 empty] | A2 SHADE | [5 empty] | URL NOT FOUND | [7 empty] | QC Completed | Production Completed
ESI | 006 |  | CHJ |  |  |  | CHJ | CHJ | Data Enrichment | CHJ | [11 empty] | NMC | 805615 | 29992 | 2421503658 | 29992_2421503658 | Med-Surg Consumable | TEETH ACRYLIC SET SHADE A3 SIZE 33 | - | Ruthinum | Ruthinum | GULF DENT TRADING L.L.C | - | - | SET | - | 32 | CONSUMABLES | - | - | - | - | - | - | - | - | - | - | - | - | - | - | - | - | - | - | - | - | - | - | - | - | - | - | - | - | - | - | - | - | - | - | - | - | - | - | - | - | - | - | - | [23 empty] | 42152464 Dental implant kits |  |  |  |  | SET | TEETH |  | ACRYLIC |  |  | 33 | [5 empty] | A3 SHADE | [5 empty] | URL NOT FOUND | [7 empty] | QC Completed | Production Completed
ESI | 006 |  | CHJ |  |  |  | CHJ | CHJ | Data Enrichment | CHJ | [11 empty] | NMC | 805616 | 29993 | 2421503659 | 29993_2421503659 | Med-Surg Consumable | TEETH ACRYLIC SET SHADE A1 SIZE 33 | - | Ruthinum | Ruthinum | AL HAYAT PHARMACEUTICALS | - | - | SET | - | 35 | CONSUMABLES | - | - | - | - | - | - | - | - | - | - | - | - | - | - | - | - | - | - | - | - | - | - | - | - | - | - | - | - | - | - | - | - | - | - | - | - | - | - | - | - | - | - | - | [23 empty] | 42152464 Dental implant kits |  |  |  |  | SET | TEETH |  | ACRYLIC |  |  | 33 | [5 empty] | A1 SHADE | [5 empty] | URL NOT FOUND | [7 empty] | QC Completed | Production Completed
ESI | 006 |  | CHJ |  |  |  | CHJ | CHJ | Data Enrichment | CHJ | [11 empty] | NMC | 805617 | 29994 | 2421503660 | 29994_2421503660 | Med-Surg Consumable | TEETH ACRYLIC SET SHADE B2 SIZE 33 | - | Ruthinum | Ruthinum | GULF DENT TRADING L.L.C | - | - | SET | - | 32 | CONSUMABLES | - | - | - | - | - | - | - | - | - | - | - | - | - | - | - | - | - | - | - | - | - | - | - | - | - | - | - | - | - | - | - | - | - | - | - | - | - | - | - | - | - | - | - | [23 empty] | 42152464 Dental implant kits |  |  |  |  | SET | TEETH |  | ACRYLIC |  |  | 33 | [5 empty] | B2 SHADE | [5 empty] | URL NOT FOUND | [7 empty] | QC Completed | Production Completed
ESI | 006 |  | CHJ |  |  |  | CHJ | CHJ | Data Enrichment | CHJ | [11 empty] | NMC | 805618 | 29995 | 2421503661 | 29995_2421503661 | Med-Surg Consumable | TEETH ACRYLIC SET SHADE B3 SIZE 33 | - | Ruthinum | Ruthinum | GULF DENT TRADING L.L.C | - | - | SET | - | 32 | CONSUMABLES | - | - | - | - | - | - | - | - | - | - | - | - | - | - | - | - | - | - | - | - | - | - | - | - | - | - | - | - | - | - | - | - | - | - | - | - | - | - | - | - | - | - | - | [23 empty] | 42152464 Dental implant kits |  |  |  |  | SET | TEETH |  | ACRYLIC |  |  | 33 | [5 empty] | B3 SHADE | [5 empty] | URL NOT FOUND | [7 empty] | QC Completed | Production Completed
ESI | 006 |  | CHJ |  |  |  | CHJ | CHJ | Data Enrichment | CHJ | [11 empty] | NMC | 805619 | 29996 | 2421503727 | 29996_2421503727 | Med-Surg Consumable | TEETH ACRYLIC FULL SET SHADE A1 SIZE 14 | - | Ruthinum | Ruthinum | GULF DENT TRADING L.L.C | - | - | Each | - | 32 | CONSUMABLES | - | - | - | - | - | - | - | - | - | - | - | - | - | - | - | - | - | - | - | - | - | - | - | - | - | - | - | - | - | - | - | - | - | - | - | - | - | - | - | - | - | - | - | [23 empty] | 42152464 Dental implant kits |  |  |  |  | SET | TEETH |  | ACRYLIC |  |  | FULL, 14 | [5 empty] | A1 SHADE | [5 empty] | URL NOT FOUND | [7 empty] | QC Completed | Production Completed
ESI | 006 |  | CHJ |  |  |  | CHJ | CHJ | Data Enrichment | CHJ | [11 empty] | NMC | 805620 | 29997 | 2421503728 | 29997_2421503728 | Med-Surg Consumable | TEETH ACRYLIC FULL SET SHADE A1 SIZE 51 | - | Ruthinum | Ruthinum | GULF DENT TRADING L.L.C | - | - | Each | - | 32 | CONSUMABLES | - | - | - | - | - | - | - | - | - | - | - | - | - | - | - | - | - | - | - | - | - | - | - | - | - | - | - | - | - | - | - | - | - | - | - | - | - | - | - | - | - | - | - | [23 empty] | 42152464 Dental implant kits |  |  |  |  | SET | TEETH |  | ACRYLIC |  |  | FULL, 51 | [5 empty] | A1 SHADE | [5 empty] | URL NOT FOUND | [7 empty] | QC Completed | Production Completed
ESI | 006 |  | CHJ |  |  |  | CHJ | CHJ | Data Enrichment | CHJ | [11 empty] | NMC | 805621 | 29998 | 2421503729 | 29998_2421503729 | Med-Surg Consumable | TEETH ACRYLIC FULL SET SHADE A2 SIZE 55 | - | Ruthinum | Ruthinum | GULF DENT TRADING L.L.C | - | - | Each | - | 32 | CONSUMABLES | - | - | - | - | - | - | - | - | - | - | - | - | - | - | - | - | - | - | - | - | - | - | - | - | - | - | - | - | - | - | - | - | - | - | - | - | - | - | - | - | - | - | - | [23 empty] | 42152464 Dental implant kits |  |  |  |  | SET | TEETH |  | ACRYLIC |  |  | FULL, 55 | [5 empty] | A2 SHADE | [5 empty] | URL NOT FOUND | [7 empty] | QC Completed | Production Completed
ESI | 006 |  | CHJ |  |  |  | CHJ | CHJ | Data Enrichment | CHJ | [11 empty] | NMC | 805622 | 29999 | 2421503730 | 29999_2421503730 | Med-Surg Consumable | TEETH ACRYLIC FULL SET SHADE A3 SIZE 14 | - | Ruthinum | Ruthinum | GULF DENT TRADING L.L.C | - | - | Each | - | 32 | CONSUMABLES | - | - | - | - | - | - | - | - | - | - | - | - | - | - | - | - | - | - | - | - | - | - | - | - | - | - | - | - | - | - | - | - | - | - | - | - | - | - | - | - | - | - | - | [23 empty] | 42152464 Dental implant kits |  |  |  |  | SET | TEETH |  | ACRYLIC |  |  | FULL, 14 | [5 empty] | A3 SHADE | [5 empty] | URL NOT FOUND | [7 empty] | QC Completed | Production Completed
ESI | 006 |  | CHJ |  |  |  | CHJ | CHJ | Data Enrichment | CHJ | [11 empty] | NMC | 805623 | 30000 | 2421503731 | 30000_2421503731 | Med-Surg Consumable | TEETH ACRYLIC FULL SET SHADE A3 SIZE 15 | - | Ruthinum | Ruthinum | GULF DENT TRADING L.L.C | - | - | Each | - | 32 | CONSUMABLES | - | - | - | - | - | - | - | - | - | - | - | - | - | - | - | - | - | - | - | - | - | - | - | - | - | - | - | - | - | - | - | - | - | - | - | - | - | - | - | - | - | - | - | [23 empty] | 42152464 Dental implant kits |  |  |  |  | SET | TEETH |  | ACRYLIC |  |  | FULL, 15 | [5 empty] | A3 SHADE | [5 empty] | URL NOT FOUND | [7 empty] | QC Completed | Production Completed
ESI | 006 |  | CHJ |  |  |  | CHJ | CHJ | Data Enrichment | CHJ | [11 empty] | NMC | 805624 | 30001 | 2421503732 | 30001_2421503732 | Med-Surg Consumable | TEETH ACRYLIC FULL SET SHADE A3 SIZE 51 | - | Ruthinum | Ruthinum | GULF DENT TRADING L.L.C | - | - | Each | - | 32 | CONSUMABLES | - | - | - | - | - | - | - | - | - | - | - | - | - | - | - | - | - | - | - | - | - | - | - | - | - | - | - | - | - | - | - | - | - | - | - | - | - | - | - | - | - | - | - | [23 empty] | 42152464 Dental implant kits |  |  |  |  | SET | TEETH |  | ACRYLIC |  |  | FULL, 51 | [5 empty] | A3 SHADE | [5 empty] | URL NOT FOUND | [7 empty] | QC Completed | Production Completed
ESI | 006 |  | CHJ |  |  |  | CHJ | CHJ | Data Enrichment | CHJ | [11 empty] | NMC | 805625 | 30002 | 2421503733 | 30002_2421503733 | Med-Surg Consumable | TEETH ACRYLIC FULL SET SHADE A3 SIZE 55 | - | Ruthinum | Ruthinum | GULF DENT TRADING L.L.C | - | - | Each | - | 32 | CONSUMABLES | - | - | - | - | - | - | - | - | - | - | - | - | - | - | - | - | - | - | - | - | - | - | - | - | - | - | - | - | - | - | - | - | - | - | - | - | - | - | - | - | - | - | - | [23 empty] | 42152464 Dental implant kits |  |  |  |  | SET | TEETH |  | ACRYLIC |  |  | FULL, 55 | [5 empty] | A3 SHADE | [5 empty] | URL NOT FOUND | [7 empty] | QC Completed | Production Completed
ESI | 006 |  | CHJ |  |  |  | CHJ | CHJ | Data Enrichment | CHJ | [11 empty] | NMC | 805626 | 30003 | 2421503734 | 30003_2421503734 | Med-Surg Consumable | TEETH ACRYLIC FULL SET SHADE A3.5 SIZE 51 | - | Ruthinum | Ruthinum | GULF DENT TRADING L.L.C | - | - | Each | - | 32 | CONSUMABLES | - | - | - | - | - | - | - | - | - | - | - | - | - | - | - | - | - | - | - | - | - | - | - | - | - | - | - | - | - | - | - | - | - | - | - | - | - | - | - | - | - | - | - | [23 empty] | 42152464 Dental implant kits |  |  |  |  | SET | TEETH |  | ACRYLIC |  |  | FULL, 51 | [5 empty] | A3.5 SHADE | [5 empty] | URL NOT FOUND | [7 empty] | QC Completed | Production Completed
ESI | 006 |  | CHJ |  |  |  | CHJ | CHJ | Data Enrichment | CHJ | [11 empty] | NMC | 805627 | 30004 | 2421503735 | 30004_2421503735 | Med-Surg Consumable | TEETH ACRYLIC FULL SET SHADE A3.5 SIZE 55 | - | Ruthinum | Ruthinum | GULF DENT TRADING L.L.C | - | - | Each | - | 32 | CONSUMABLES | - | - | - | - | - | - | - | - | - | - | - | - | - | - | - | - | - | - | - | - | - | - | - | - | - | - | - | - | - | - | - | - | - | - | - | - | - | - | - | - | - | - | - | [23 empty] | 42152464 Dental implant kits |  |  |  |  | SET | TEETH |  | ACRYLIC |  |  | FULL, 55 | [5 empty] | A3.5 SHADE | [5 empty] | URL NOT FOUND | [7 empty] | QC Completed | Production Completed
ESI | 006 |  | CHJ |  |  |  | CHJ | CHJ | Data Enrichment | CHJ | [11 empty] | NMC | 805628 | 30005 | 2421503736 | 30005_2421503736 | Med-Surg Consumable | TEETH ACRYLIC FULL SET SHADE A3.5 SIZE 56 | - | Ruthinum | Ruthinum | GULF DENT TRADING L.L.C | - | - | Each | - | 32 | CONSUMABLES | - | - | - | - | - | - | - | - | - | - | - | - | - | - | - | - | - | - | - | - | - | - | - | - | - | - | - | - | - | - | - | - | - | - | - | - | - | - | - | - | - | - | - | [23 empty] | 42152464 Dental implant kits |  |  |  |  | SET | TEETH |  | ACRYLIC |  |  | FULL, 56 | [5 empty] | A3.5 SHADE | [5 empty] | URL NOT FOUND | [7 empty] | QC Completed | Production Completed
ESI | 006 |  | CHJ |  |  |  | CHJ | CHJ | Data Enrichment | CHJ | [11 empty] | NMC | 805629 | 30006 | 2421503737 | 30006_2421503737 | Med-Surg Consumable | TEETH ACRYLIC FULL SET SHADE B2 SIZE 51 | - | Ruthinum | Ruthinum | GULF DENT TRADING L.L.C | - | - | Each | - | 32 | CONSUMABLES | - | - | - | - | - | - | - | - | - | - | - | - | - | - | - | - | - | - | - | - | - | - | - | - | - | - | - | - | - | - | - | - | - | - | - | - | - | - | - | - | - | - | - | [23 empty] | 42152464 Dental implant kits |  |  |  |  | SET | TEETH |  | ACRYLIC |  |  | FULL, 51 | [5 empty] | A2 SHADE | [5 empty] | URL NOT FOUND | [7 empty] | QC Completed | Production Completed
ESI | 006 |  | CHJ |  |  |  | CHJ | CHJ | Data Enrichment | CHJ | [11 empty] | NMC | 805814 | 30426 | 2411103166 | 30426_2411103166 | Med-Surg Consumable | KIT MICROBIOLOGY TEST HP7S00X ANYPLEX II HPV28 DETECTION HUMAN PAPILLOMAVIRUSES 100T | - | SEEGENE | HP7500X | SEEGENE MEDICAL EQUIPMENT TRADING LLC | - | - | BOX | - | 7800 | CONSUMABLES | - | - | - | - | - | - | - | - | - | - | - | - | - | - | - | - | - | - | - | - | - | - | - | - | - | - | - | - | - | - | - | - | - | - | - | - | - | - | - | - | - | - | - |  |  |  | SEEGENE |  | HP7500X | [17 empty] | 41116144 Virology test kits or supplies |  |  |  |  | KIT | VIROLOGY TEST | ANYPLEX II | HPV | [8 empty] | 28 DETECTION, 100 TEST | [5 empty] | https://repositorio.ucam.edu/bitstream/handle/10952/3416/Tesis.pdf?sequence=1&isAllowed=y | [7 empty] | QC Completed | Production Completed
ESI | 006 |  | CHJ |  |  |  | CHJ | CHJ | Data Enrichment | CHJ | [11 empty] | NMC | 805815 | 30428 | 2411104861 | 30428_2411104861 | Med-Surg Consumable | KIT MICROBIOLOGY RV10284X SARS-COV2 ALLPLEX EXTRACTION MASTER ASSAY 100T | - | SEEGENE | RV10284X | SEEGENE MEDICAL EQUIPMENT TRADING LLC | - | - | BOX | - | 650 | CONSUMABLES | - | - | - | - | - | - | - | - | - | - | - | - | - | - | - | - | - | - | - | - | - | - | - | - | - | - | - | - | - | - | - | - | - | - | - | - | - | - | - | - | - | - | - | [5 empty] | RV10284X | [17 empty] | 41116144 Virology test kits or supplies |  |  |  |  | KIT | VIROLOGY TEST | ALLPLEX | SARS-COV-2 MASTER | [8 empty] | ASSAY, 100 TEST | [5 empty] | https://www.biosystemscorp.uy/wp-content/uploads/2022/05/Copia-de-Seegene-product-pipeline-1.pdf | [7 empty] | QC Completed | Production Completed
ESI | 006 |  | CHJ |  |  |  | CHJ | CHJ | Data Enrichment | CHJ | [11 empty] | NMC | 805816 | 30431 | 2411104955 | 30431_2411104955 | Med-Surg Consumable | KIT MICROBIOLOGY TEST TB7200X ANYPLEX MTB/ NTM REAL TIME DETECTION V2.0 100T | - | SEEGENE | TB7200X | SEEGENE MEDICAL EQUIPMENT TRADING LLC | - | - | BOX | - | 9000 | CONSUMABLES | - | - | - | - | - | - | - | - | - | - | - | - | - | - | - | - | - | - | - | - | - | - | - | - | - | - | - | - | - | - | - | - | - | - | - | - | - | - | - | - | - | - | - |  |  |  | SEEGENE |  | TB7200X | [17 empty] | 41116129 Microbiology or bacteriology test kits or supplies |  |  |  |  | KIT | MICROBIOLOGY TEST | ANYPLEX | MTB/ NTM | [8 empty] | REAL TIME DETECTION V2.0, 100 TEST | [5 empty] | https://www.seegene.com/assays/tb | [7 empty] | QC Completed | Production Completed
ESI | 006 |  | CHJ |  |  |  | CHJ | CHJ | Data Enrichment | CHJ | [11 empty] | NMC | 806155 | 31764 | 2422800639 | 31764_2422800639 | Med-Surg Consumable | DISINFECTANT SURFACE OODIH-1000 OOSAFE 1LTR SPRAY FOR CO2 INCUBATORS AND LAMINAR FLOW HOODS | - | SPARMED | OODIH-1000 | FATIMA INTERNATIONAL DMCC | - | - | Each | - | 310 | CONSUMABLES | - | - | - | - | - | - | - | - | - | - | - | - | - | - | - | - | - | - | - | - | - | - | - | - | - | - | - | - | - | - | - | - | - | - | - | - | - | - | - | - | - | - | - | [5 empty] | OODIH-1000 | [17 empty] | 42281604 Medical surface disinfectants |  |  |  |  | DISINFECTANT | SURFACE | OOSAFE | [6 empty] | 1LT |  |  | SPRAY, FOR CO2 INCUBATOR, LAMINAR FLOW HOOD | [5 empty] | https://sparmed_live.s3.amazonaws.com/documents/Disinfectants_to_print_SMALL.pdf | [7 empty] | QC Completed | Production Completed
ESI | 006 |  | CHJ |  |  |  | CHJ | CHJ | Data Enrichment | CHJ | [11 empty] | NMC | 806156 | 31765 | 2422800642 | 31765_2422800642 | Med-Surg Consumable | DISINFECTANT SURFACE OODSF-02000 OOSAFE 2LTR WITH DOSE CUP | - | SPARMED | OODSF-02000 | FATIMA INTERNATIONAL DMCC | - | - | Each | - | 620 | CONSUMABLES | - | - | - | - | - | - | - | - | - | - | - | - | - | - | - | - | - | - | - | - | - | - | - | - | - | - | - | - | - | - | - | - | - | - | - | - | - | - | - | - | - | - | - | [5 empty] | OODSF-02000 | [17 empty] | 42281604 Medical surface disinfectants |  |  |  |  | DISINFECTANT | SURFACE | OOSAFE | [6 empty] | 2LT |  |  | WITH DOSE CUP | [5 empty] | https://sparmed_live.s3.amazonaws.com/documents/Disinfectants_to_print_SMALL.pdf | [7 empty] | QC Completed | Production Completed
ESI | 006 |  | CHJ |  |  |  | CHJ | CHJ | Data Enrichment | CHJ | [11 empty] | NMC | 806240 | 31991 | 2411101532 | 31991_2411101532 | Med-Surg Consumable | KIT MICROBIOLOGY TEST GMS65 04FK10 H PYLORI IGG IGM IGA 30T | - | STANDARD DIAGNOSTICS | 04FK10 | GLOBAL MEDICAL SURG. EQPT.TRDG | - | - | KIT | - | 110 | CONSUMABLES | - | - | - | - | - | - | - | - | - | - | - | - | - | - | - | - | - | - | - | - | - | - | - | - | - | - | - | - | - | - | - | - | - | - | - | - | - | - | - | - | - | - | - | [5 empty] | 04FK10 | [17 empty] | 41116126 Immunology or serology test kits or supplies |  |  |  |  | KIT | IMMUNOLOGY TEST |  | H PYLORI IGG IGM IGA | [8 empty] | 30 TEST | [5 empty] | https://maxanim.com/sd-bioline/ | [7 empty] | QC Completed | Production Completed
ESI | 006 |  | CHJ |  |  |  | CHJ | CHJ | Data Enrichment | CHJ | [11 empty] | NMC | 806243 | 31996 | 2411101864 | 31996_2411101864 | Med-Surg Consumable | KIT MICROBIOLOGY HSMYCPLZ MYCOPLASMA DBC 20T | - | STANDARD DIAGNOSTICS | HSMYCPLZ | HIGH STAR MEDICAL EQPMT TRADING | - | - | KIT | - | 300 | CONSUMABLES | - | - | - | - | - | - | - | - | - | - | - | - | - | - | - | - | - | - | - | - | - | - | - | - | - | - | - | - | - | - | - | - | - | - | - | - | - | - | - | - | - | - | - | [5 empty] | HSMYCPLZ | [17 empty] | 41116129 Microbiology or bacteriology test kits or supplies |  |  |  |  | KIT | MICROBIOLOGY TEST |  | MYCOPLASMA DBC | [8 empty] | 20 TEST | [5 empty] | URL NOT FOUND | [7 empty] | QC Completed | Production Completed
ESI | 006 |  | CHJ |  |  |  | CHJ | CHJ | Data Enrichment | CHJ | [11 empty] | NMC | 806244 | 31998 | 2411101822 | 31998_2411101822 | Med-Surg Consumable | KIT MICROBIOLOGY TEST MALARIA PF / PAN ANTIGEN 25T | - | STANDARD DIAGNOSTICS | STANDARD DAIGNOSTICS | HIGH STAR MEDICAL EQPMT TRADING | - | - | BOX | - | 145 | CONSUMABLES | - | - | - | - | - | - | - | - | - | - | - | - | - | - | - | - | - | - | - | - | - | - | - | - | - | - | - | - | - | - | - | - | - | - | - | - | - | - | - | - | - | - | - | [23 empty] | 41116126 Immunology or serology test kits or supplies |  |  |  |  | KIT | IMMUNOLOGY TEST |  | MALARIA PF / PAN ANTIGEN | [8 empty] | 25 TEST | [5 empty] | URL NOT FOUND | [7 empty] | QC Completed | Production Completed
ESI | 006 |  | CHJ |  |  |  | CHJ | CHJ | Data Enrichment | CHJ | [11 empty] | NMC | 806247 | 32005 | 2411101591 | 32005_2411101591 | Med-Surg Consumable | KIT MICROBIOLOGY GMS94 MYCOPLASMA PNEUMONIAE SERUM CASSETTE 20T | - | STANDARD DIAGNOSTICS | STANDARD DIAGNOSTICS | GLOBAL MEDICAL SURG. EQPT.TRDG | - | - | KIT | - | 450 | CONSUMABLES | - | - | - | - | - | - | - | - | - | - | - | - | - | - | - | - | - | - | - | - | - | - | - | - | - | - | - | - | - | - | - | - | - | - | - | - | - | - | - | - | - | - | - | [5 empty] | GMS94 | [17 empty] | 41116129 Microbiology or bacteriology test kits or supplies |  |  |  |  | KIT | MICROBIOLOGY TEST |  | MYCOPLASMA PNEUMONIAE SERUM | [8 empty] | 24 TEST, CASSETTE | [5 empty] | URL NOT FOUND | [7 empty] | QC Completed | Production Completed
ESI | 006 |  | CHJ |  |  |  | CHJ | CHJ | Data Enrichment | CHJ | [11 empty] | NMC | 800896 | 3232 | 2422800431 | 3232_2422800431 | Med-Surg Consumable | DISINFECTANT SURFACE UXC-3M CLEAN SURFACE ATP 10's | - | 3M HEALTHCARE | UXC-3M | ALPHAMED CO. (ABU DHABI) LTD. | - | - | BOX | - | 125 | CONSUMABLES | - | - | - | - | DERMATOLOGY/COSMETIC ITEMS | - | Timepieces and Jewelry and Gemstone Products | Jewelry | Imitation jewelry | Earrings | - | Y | Y | Y | Y | - | - | - | - | - | Y | 75 | - | - | Active | - | - | N | N | - | - | - | - | - | - | - | - | - | - | - | V5265 | V5265 | 41861.7319444444 |  |  |  | 3M | 3M | UXC |  |  |  | EA | 1 | PK | 100 | [10 empty] | 42281604 Medical surface disinfectants |  |  |  |  | DISINFECTANT | SURFACE | CLEAN-TRACE | ATP SURFACE | [14 empty] | https://www.3m.com/3M/en_LB/p/d/v000239787/ | [7 empty] | QC Completed | Production Completed
ESI | 006 |  | CHJ |  |  |  | CHJ | CHJ | Data Enrichment | CHJ | [11 empty] | NMC | 806457 | 32632 | 2422801150 | 32632_2422801150 | Med-Surg Consumable | DISINFECTANT SURFACE SCSSD5000 STERILE HD10 HIGH LEVEL SWISS CHEMI 5LTR | - | SWISS CHEMI | SCSSD5000 | AL SHIRAWI HEALTHCARE SOLUTIONS L.L.C | - | - | Each | - | 80 | CONSUMABLES | - | - | - | - | - | - | - | - | - | - | - | - | - | - | - | - | - | - | - | - | - | - | - | - | - | - | - | - | - | - | - | - | - | - | - | - | - | - | - | - | - | - | - | AL SHIRAWI HEALTHCARE SOLUTIONS L.L.C |  |  |  |  | SCSSD5000 | [17 empty] | 42281604 Medical surface disinfectants |  |  |  |  | DISINFECTANT | SURFACE | [7 empty] | 5LT |  |  | HD-10 HIGH LEVEL | STERILE |  |  |  |  | URL NOT FOUND | [7 empty] | QC Completed | Production Completed
ESI | 006 |  | CHJ |  |  |  | CHJ | CHJ | Data Enrichment | CHJ | [11 empty] | NMC | 806843 | 34523 | 2422800423 | 34523_2422800423 | Med-Surg Consumable | DISINFECTANT SURFACE TRISTEL DUO FOR OPHTHAL | - | TRISTEL | TRISTEL | CITY PHARMACY CO. | - | - | BOX | - | 2718 | CONSUMABLES | - | - | - | - | - | - | - | - | - | - | - | - | - | - | - | - | - | - | - | - | - | - | - | - | - | - | - | - | - | - | - | - | - | - | - | - | - | - | - | - | - | - | - | [23 empty] | 42281604 Medical surface disinfectants |  |  |  |  | DISINFECTANT | SURFACE | TRISTEL DUO | [9 empty] | OR OPHTHAL | [5 empty] | URL NOT FOUND | [7 empty] | QC Completed | Production Completed
ESI | 006 |  | CHJ |  |  |  | CHJ | CHJ | Data Enrichment | CHJ | [11 empty] | NMC | 806844 | 34524 | 2422800563 | 34524_2422800563 | Med-Surg Consumable | DISINFECTANT SURFACE TRISTEL DUO 2 X 125ML FOR ULTRASOUND | - | TRISTEL | TRISTEL | CITY PHARMACY CO. | - | - | PKT | - | 453 | CONSUMABLES | - | - | - | - | - | - | - | - | - | - | - | - | - | - | - | - | - | - | - | - | - | - | - | - | - | - | - | - | - | - | - | - | - | - | - | - | - | - | - | - | - | - | - | [9 empty] | EA | 1 | PK | 2 | [10 empty] | 42281604 Medical surface disinfectants |  |  |  |  | DISINFECTANT | SURFACE | TRISTEL DUO | [6 empty] | 125ML |  |  | FOR ULTRASOUND | [5 empty] | URL NOT FOUND | [7 empty] | QC Completed | Production Completed
ESI | 006 |  | CHJ |  |  |  | CHJ | CHJ | Data Enrichment | CHJ | [11 empty] | NMC | 806845 | 34525 | 2422800832 | 34525_2422800832 | Med-Surg Consumable | DISINFECTANT SURFACE TRISTEL DUO FOR ULTRASOUND 6's | - | TRISTEL | TRISTEL | CITY PHARMACY CO. | - | - | BOX | - | 2718 | CONSUMABLES | - | - | - | - | - | - | - | - | - | - | - | - | - | - | - | - | - | - | - | - | - | - | - | - | - | - | - | - | - | - | - | - | - | - | - | - | - | - | - | - | - | - | - | [23 empty] | 42281604 Medical surface disinfectants |  |  |  |  | DISINFECTANT | SURFACE | TRISTEL DUO | [9 empty] | FOR ULTRASOUND | [5 empty] | URL NOT FOUND | [7 empty] | QC Completed | Production Completed
ESI | 006 |  | CHJ |  |  |  | CHJ | CHJ | Data Enrichment | CHJ | [11 empty] | NMC | 807004 | 34821 | 2422800403 | 34821_2422800403 | Med-Surg Consumable | DISINFECTANT SURFACE D00000VAC VACUCID 5LITRES | - | UNIDENT | D00000VAC | CITY PHARMACY CO. | - | - | Each | - | 225 | CONSUMABLES | - | - | - | - | - | - | - | - | - | - | - | - | - | - | - | - | - | - | - | - | - | - | - | - | - | - | - | - | - | - | - | - | - | - | - | - | - | - | - | - | - | - | - |  |  |  | USF HEALTHCARE SA | [19 empty] | 42281604 Medical surface disinfectants |  |  |  |  | DISINFECTANT | SURFACE | VACUCID 2 | [6 empty] | 5LT | [6 empty] | RED |  | https://dentestore.com/Item/1890-D00000VAC/Unident-Swiss | [7 empty] | QC Completed | Production Completed
ESI | 006 |  | CHJ |  |  |  | CHJ | CHJ | Data Enrichment | CHJ | [11 empty] | NMC | 807005 | 34822 | 2422800401 | 34822_2422800401 | Med-Surg Consumable | DISINFECTANT SURFACE DSF1702241 UNISEPTA FORM 750ML | - | UNIDENT | DSFWL1150 | CITY PHARMACY CO. | - | - | Each | - | 55 | CONSUMABLES | - | - | - | - | - | - | - | - | - | - | - | - | - | - | - | - | - | - | - | - | - | - | - | - | - | - | - | - | - | - | - | - | - | - | - | - | - | - | - | - | - | - | - |  |  |  | USF HEALTHCARE SA | [19 empty] | 42281604 Medical surface disinfectants |  |  |  |  | DISINFECTANT | SURFACE | UNISEPTA | [6 empty] | 750ML |  |  | FOAM | [5 empty] | URL NOT FOUND | [7 empty] | QC Completed | Production Completed
ESI | 006 |  | CHJ |  |  |  | CHJ | CHJ | Data Enrichment | CHJ | [11 empty] | NMC | 807006 | 34823 | 2422800402 | 34823_2422800402 | Med-Surg Consumable | DISINFECTANT SURFACE DSFWL1150 UNISEPTA PLUS WIPES 150'S | - | UNIDENT | DSFWL1150 | CITY PHARMACY CO. | - | - | BOX | - | 30 | CONSUMABLES | - | - | - | - | - | - | - | - | - | - | - | - | - | - | - | - | - | - | - | - | - | - | - | - | - | - | - | - | - | - | - | - | - | - | - | - | - | - | - | - | - | - | - |  |  |  | USF HEALTHCARE SA | [19 empty] | 42281604 Medical surface disinfectants |  |  |  |  | WIPE | DISINFECTANT | UNISEPTA PLUS | [15 empty] | https://dentestore.com/Item/1898-DSFWL1150/Unident-Swiss | [7 empty] | QC Completed | Production Completed
ESI | 006 |  | CHJ |  |  |  | CHJ | CHJ | Data Enrichment | CHJ | [11 empty] | NMC | 807209 | 35186 | 2411104609 | 35186_2411104609 | Med-Surg Consumable | KIT MICROBIOLOGY PL.030B STREPTOCOCCUS LATEX KIT 60T | - | VWR/PROLABO/BDH | VWR/PROLABO/BDH | CARETECH INTERNATIONAL DRUG STORE LLC | - | - | BOX | - | 425 | CONSUMABLES | - | - | - | - | - | - | - | - | - | - | Purchased Item | Y | Y | Y | Y | 2 | 4 | - | - | - | Y | - | - | Finished Good | Active | - | FG | 2 | Y | Y | N | - | - | - | - | - | Y | - | - | N | - | - | - |  |  |  | PRO LAB DIAGNOSTICS INC |  | PL.030B | [17 empty] | 41116129 Microbiology or bacteriology test kits or supplies |  |  |  |  | KIT | MICROBIOLOGY TEST |  | STREPTOCOCCUS LATEX | [8 empty] | 60 TEST | [5 empty] | URL NOT FOUND | [7 empty] | QC Completed | Production Completed
ESI | 006 |  | CHJ |  |  |  | CHJ | CHJ | Data Enrichment | CHJ | [11 empty] | NMC | 807210 | 35187 | 2411104610 | 35187_2411104610 | Med-Surg Consumable | KIT MICROBIOLOGY PL.080B STAPHYLOCOCCUS AUREUS LATEX KIT 100T | - | VWR/PROLABO/BDH | VWR/PROLABO/BDH | CARETECH INTERNATIONAL DRUG STORE LLC | - | - | BOX | - | 325 | CONSUMABLES | - | - | - | - | - | - | - | - | - | - | Purchased Item | Y | Y | Y | Y | 2 | 4 | - | - | - | Y | - | - | Finished Good | Active | - | FG | 2 | Y | Y | Y | - | - | - | - | - | Y | - | - | N | - | - | - |  |  |  | PRO LAB DIAGNOSTICS INC |  | PL.080B | [17 empty] | 41116129 Microbiology or bacteriology test kits or supplies |  |  |  |  | KIT | MICROBIOLOGY TEST |  | STAPHYLOCOCCUS AUREUS LATEX AGGLUTINATION | [8 empty] | 100 TEST | [5 empty] | https://pro-lab.com/product/staph-latex-kit/ | [7 empty] | QC Completed | Production Completed
ESI | 006 |  | CHJ |  |  |  | CHJ | CHJ | Data Enrichment | CHJ | [11 empty] | NMC | 800922 | 4847 | 2411103168 | 4847_2411103168 | Med-Surg Consumable | KIT MICROBIOLOGY TEST MALARIA PF / PAN ANTIGEN RAPID 25T | - | ABON | ABON | AL ABBAR MEDICAL & SCIENTIFIC SUPPLIES. | - | - | BOX | - | 145 | CONSUMABLES | - | - | - | - | PULMONOLOGY | - | Medical Equipment and Accessories and Supplies | Respiratory and anesthesia and resuscitation products | Pulmonary function testing and treatment products | Pulmonary function testing and treatment products | - | Y | Y | Y | Y | - | - | - | - | - | Y | 375 | - | - | Active | - | - | N | N | - | - | - | - | - | - | - | - | - | - | - | A4649 | A4617 | 42267.5162384259 | [23 empty] | 41116126 Immunology or serology test kits or supplies |  |  |  |  | KIT | IMMUNOLOGY TEST |  | MALARIA PF / PAN ANTIGEN | [8 empty] | RAPID, 25 TEST | [5 empty] | URL NOT FOUND | [7 empty] | QC Completed | Production Completed
ESI | 006 |  | CHJ |  |  |  | CHJ | CHJ | Data Enrichment | CHJ | [11 empty] | NMC | 800926 | 4853 | 2411103095 | 4853_2411103095 | Med-Surg Consumable | KIT MICROBIOLOGY TEST ISY-U402 SYPHILIS RAPID TEST 40T | - | ABON | ISY-U402 | AL ABBAR MEDICAL & SCIENTIFIC SUPPLIES. | - | - | BOX | - | 100 | CONSUMABLES | - | - | - | - | CATHLAB | - | Medical Equipment and Accessories and Supplies | Medical diagnostic imaging and nuclear medicine products | Vascular imaging and interventional cardiology and cardiac catheterization lab products | Diagnostic or interventional vascular catheter introducers or sets | - | Y | Y | Y | Y | - | - | - | - | - | Y | 219.5 | - | - | Active | - | - | Y | Y | - | - | - | - | - | - | - | - | - | - | - | C1887 | C1887 | 42268.4718402778 |  |  |  | ABON |  | ISY-U402 | [17 empty] | 41116129 Microbiology or bacteriology test kits or supplies |  |  |  |  | KIT | MICROBIOLOGY TEST | ABON | SYPHILIS | [8 empty] | RAPID, 40 TEST | [5 empty] | https://itama.co.id/wp-content/uploads/2021/11/1.-ABON-Syphilis-Rapid-Test-SS-APAC-FINAL-PR-12032019.pdf | [7 empty] | QC Completed | Production Completed
ESI | 006 |  | CHJ |  |  |  | CHJ | CHJ | Data Enrichment | CHJ | [11 empty] | NMC | 800944 | 4972 | 2411104329 | 4972_2411104329 | Med-Surg Consumable | KIT MICROBIOLOGY TEST 133800 MICRO SAMPLER CHAMBER CLEANER DISPOSABLE WITH PLUNGER WIRE 500's | - | ADVANCED INSTRUMENT | 133800 | AL HAYAT PHARMACEUTICALS | - | - | KIT | - | 3275 | CONSUMABLES | - | - | - | - | LABORATORY | - | Laboratory and Measuring and Observing and Testing Equipment | Measuring and observing and testing instruments | Manual test kits and quality controls and calibrators and standards | Chemistry quality controls or calibrators or standards | - | Y | Y | Y | Y | - | - | - | - | - | Y | 646 | - | - | Active | - | - | Y | Y | - | - | - | - | - | - | - | - | - | - | - | A4649 | A4649 | 42312.6255208333 | [5 empty] | 133800 |  |  |  | EA | 1 | PK | 500 | [10 empty] | 41116104 Chemistry test kits or supplies |  |  |  |  | KIT | CHEMISTRY TEST | [10 empty] | MICRO SAMPLER, CHAMBER, CLEANER WITH PLUNGER WIRE |  |  | DISPOSABLE |  |  | URL NOT FOUND | [7 empty] | QC Completed | Production Completed
ESI | 006 |  | CHJ |  |  |  | CHJ | CHJ | Data Enrichment | CHJ | [11 empty] | NMC | 800961 | 5480 | 2422801045 | 5480_2422801045 | Med-Surg Consumable | DISINFECTANT SURFACE ALVATECH RAPID SPRAY 1 LTR | - | ALVATECH | ALVATECH | AL JAWAHIR MEDICAL SUPPLIES LLC | - | - | Each | - | 43 | CONSUMABLES | - | - | - | - | OPERATION THEATRE | - | Medical Equipment and Accessories and Supplies | Surgical products | Surgical suction and irrigation cannulas and tips and stylets and related products | Surgical irrigation or suction handpiece or cannula or tip | - | Y | Y | Y | Y | - | - | - | - | - | Y | 198 | - | - | Active | - | - | N | N | - | - | - | - | - | - | - | - | - | - | - | A4649 | A4649 | 42472.7395717593 |  |  |  | ALVATECH | [19 empty] | 42281604 Medical surface disinfectants |  |  |  |  | DISINFECTANT | SURFACE | [7 empty] | 1LT |  |  | RAPID, SPRAY | [5 empty] | URL NOT FOUND | [7 empty] | QC Completed | Production Completed
ESI | 006 |  | CHJ |  |  |  | CHJ | CHJ | Data Enrichment | CHJ | [11 empty] | NMC | 800963 | 5560 | 2411103223 | 5560_2411103223 | Med-Surg Consumable | KIT MICROBIOLOGY TEST R40112 FOB FECAL OCCULT BLOOD PLUS 20 CASSETTES | - | AMERITEK | R40112 | NAHLA MEDICAL SUPPLIES - SOLE PROPRIETORSHIP L.L.C | - | - | BOX | - | 180 | CONSUMABLES | - | - | - | - | DENTAL | - | Medical Equipment and Accessories and Supplies | Dental equipment and supplies | Orthodontic and prosthodontic equipment and supplies | Orthodontic and prosthodontic equipment and supplies | - | Y | Y | Y | Y | - | - | - | - | - | Y | 250 | - | - | Active | - | - | N | N | - | - | - | - | - | - | - | - | - | - | - | A4649 | A4649 | 42487.8699421296 | [5 empty] | R40112 |  |  |  | KT | 1 | [12 empty] | 41116120 Hematology test kits or supplies |  |  |  |  | KIT | HEMATOLOGY TEST |  | FOB | [14 empty] | https://ameritek.org/immunoassay.php | [7 empty] | QC Completed | Production Completed
ESI | 006 |  | CHJ |  |  |  | CHJ | CHJ | Data Enrichment | CHJ | [11 empty] | NMC | 800981 | 5654 | 2422800794 | 5654_2422800794 | Med-Surg Consumable | DISINFECTANT SURFACE VIRKON 500GM POWDER 6's | - | ANTECH | ANTECH | METROPOLITAN MEDICAL MARKETING CO. LLC | - | - | BOX | - | 495 | CONSUMABLES | - | - | - | - | ANESTHESIA & RESPIRATORY | - | Medical Equipment and Accessories and Supplies | Respiratory and anesthesia and resuscitation products | Oxygen therapy delivery systems and devices | Flow sensors or regulators or components | - | Y | Y | Y | Y | - | - | - | - | - | Y | 2000 | - | - | Active | - | - | N | N | - | - | - | - | - | - | - | - | - | - | - | A4649 | A4649 | 42499.4915393519 | [9 empty] | EA | 1 | PK | 6 | [10 empty] | 42281604 Medical surface disinfectants |  |  |  |  | DISINFECTANT | SURFACE | VIRKON | [7 empty] | 500GM |  | POWDER | [5 empty] | URL NOT FOUND | [7 empty] | QC Completed | Production Completed
ESI | 006 |  | CHJ |  |  |  | CHJ | CHJ | Data Enrichment | CHJ | [11 empty] | NMC | 801022 | 6325 | 2411104050 | 6325_2411104050 | Med-Surg Consumable | KIT MICROBIOLOGY TEST HSMAM5270 FOB FECAL OCCULT BLOOD STRIP 25T | - | ASAN PHARMA | HSMAM5270 | HIGH STAR MEDICAL EQPMT TRADING | - | - | BOX | - | 140 | CONSUMABLES | - | - | - | - | STATIONERY | - | NMC-Default | Na | NA | NA | - | Y | Y | Y | Y | - | - | - | - | - | Y | 4.92 | - | - | Active | - | - | N | N | - | - | - | - | - | - | - | - | - | - | - | - | - | 42641.4855555556 |  |  |  | ASAN PHARMA |  | HSMAM5270 | [17 empty] | 41116120 Hematology test kits or supplies |  |  |  |  | KIT | HEMATOLOGY TEST |  | FOB | [8 empty] | STRIP, 25 TEST | [5 empty] | URL NOT FOUND | [7 empty] | QC Completed | Production Completed
ESI | 006 |  | CHJ |  |  |  | CHJ | CHJ | Data Enrichment | CHJ | [11 empty] | NMC | 801033 | 6398 | 2411104360 | 6398_2411104360 | Med-Surg Consumable | KIT MICROBIOLOGY TEST 8.00.01.0.0100 CPR LATEX ATLAS 100T | - | ATLAS MEDICAL | 8.00.01.0.0100 | AL ABBAR MEDICAL & SCIENTIFIC SUPPLIES. | - | - | BOX | - | 65 | CONSUMABLES | - | - | - | - | GENERAL MEDICAL CONSUMABLES | - | Medical Equipment and Accessories and Supplies | Intravenous and arterial administration products | Intravenous and arterial tubing and administration sets and related products | Intravenous or arterial tubing administration set | - | Y | Y | Y | Y | - | - | - | - | - | Y | 21 | - | - | Active | - | - | N | N | - | - | - | - | - | - | - | - | - | - | - | A4649 | A4649 | 42656.6864467593 | [5 empty] | 8.00.01.0.0100 | [17 empty] | 41116129 Microbiology or bacteriology test kits or supplies |  |  |  |  | KIT | MICROBIOLOGY TEST |  | CRP LATEX | [8 empty] | 100 TEST | [5 empty] | https://atlas-medical.com/product/201001/CRP-Latex-Kits | [7 empty] | QC Completed | Production Completed
ESI | 006 |  | CHJ |  |  |  | CHJ | CHJ | Data Enrichment | CHJ | [11 empty] | NMC | 801034 | 6399 | 2411103045 | 6399_2411103045 | Med-Surg Consumable | KIT MICROBIOLOGY TEST 8.00.13.0.0300 STREPTOCOCCUS GROUPING A-G LATEX KIT 300T | - | ATLAS MEDICAL | 8.00.13.0.0300 | HIGH STAR MEDICAL EQPMT TRADING | - | - | BOX | - | 350 | CONSUMABLES | - | - | - | - | ENDOSCOPY | - | Medical Equipment and Accessories and Supplies | Surgical products | Endoscopic instruments and supplies and accessories and related products | Endoscopic needles or punches | - | Y | Y | Y | Y | - | - | - | - | - | Y | 1615 | - | - | Active | - | - | N | N | - | - | - | - | - | - | - | - | - | - | - | A4649 | A4649 | 42656.7241203704 | [5 empty] | 8.00.13.0.0300 | [17 empty] | 41116129 Microbiology or bacteriology test kits or supplies |  |  |  |  | KIT | MICROBIOLOGY TEST |  | STREPTOCOCCUS GROUPING A-G LATEX | [8 empty] | 300 TEST | [5 empty] | https://atlas-medical.com/product/201010/Streptococcus-Latex-Kits | [7 empty] | QC Completed | Production Completed
ESI | 006 |  | CHJ |  |  |  | CHJ | CHJ | Data Enrichment | CHJ | [11 empty] | NMC | 801035 | 6400 | 2411105051 | 6400_2411105051 | Med-Surg Consumable | KIT MICROBIOLOGY 8.00.18.0.0100 RPR SYPHILIS CARBON ANTIGEN RAPID PLASMA REAGIN 100T | - | ATLAS MEDICAL | 8.00.18.0.0100 | HIGH STAR MEDICAL EQPMT TRADING | - | - | BOX | - | 54 | CONSUMABLES | - | - | - | - | ORTHOPAEDICS | - | Medical Equipment and Accessories and Supplies | Orthopedic and prosthetic and sports medicine products | Casting and splinting supplies | Cast or splint stockinet or liners | - | Y | Y | Y | Y | - | - | - | - | - | Y | 86 | - | - | Active | - | - | N | N | - | - | - | - | - | - | - | - | - | - | - | A4649 | A4649 | 42659.5130439815 | [5 empty] | 8.00.18.0.0100 | [17 empty] | 41116126 Immunology or serology test kits or supplies |  |  |  |  | KIT | IMMUNOLOGY TEST |  | RPR CARBON | [8 empty] | RAPID PLASMA REAGIN, 100 TEST | [5 empty] | https://atlas-medical.com/product/202001/RPR-Carbon-Antigen-Kits | [7 empty] | QC Completed | Production Completed
ESI | 006 |  | CHJ |  |  |  | CHJ | CHJ | Data Enrichment | CHJ | [11 empty] | NMC | 801038 | 6409 | 2411102159 | 6409_2411102159 | Med-Surg Consumable | KIT MICROBIOLOGY TEST HSMIMNLO IM MONOSPOT LATEX 50T | - | ATLAS MEDICAL | HSMIMNLO | HIGH STAR MEDICAL EQPMT TRADING | - | - | BOX | - | 170 | CONSUMABLES | - | - | - | - | ANESTHESIA & RESPIRATORY | - | Medical Equipment and Accessories and Supplies | Respiratory and anesthesia and resuscitation products | Oxygen therapy delivery systems and devices | Oxygen therapy delivery system products accessories or its supplies | - | Y | Y | Y | Y | - | - | - | - | - | Y | 370 | - | - | Active | - | - | N | N | - | - | - | - | - | - | - | - | - | - | - | A4649 | A4649 | 42660.6984953704 |  |  |  | ATLAS MEDICAL |  | HSMIMNLO | [17 empty] | 41116126 Immunology or serology test kits or supplies |  |  |  |  | KIT | IMMUNOLOGY TEST |  | IM MONOSPOT LATEX | [8 empty] | 50 TEST | [5 empty] | URL NOT FOUND | [7 empty] | QC Completed | Production Completed
ESI | 006 |  | CHJ |  |  |  | CHJ | CHJ | Data Enrichment | CHJ | [11 empty] | NMC | 801230 | 10213 | 2421502096 | 10213_2421502096 | Med-Surg Consumable | RINSES ROOT CANAL CHLORAXID 2% SODIUM HYPOCHLORITE 400GM | - | CERKAMED | CERKAMED | CITY PHARMACY CO. | - | - | Each | - | 80 | CONSUMABLES | - | - | - | - | GENERAL MEDICAL CONSUMABLES | - | Medical Equipment and Accessories and Supplies | Medical sterilization products | Cold sterilization and disinfectant solutions | Medical surface disinfectants | - | Y | Y | Y | Y | - | - | - | - | - | Y | 80 | - | - | Active | - | - | N | N | - | - | - | - | - | - | - | - | - | - | - | S8301 | A9270 | 43506.7050694444 | [23 empty] | 42152900 Dental and subspecialty instrument and device accessories |  |  |  |  | SOLUTION | CLEANING | CHLORAXID | SODIUM HYPOCHLORITE 2% | [6 empty] | 400GM |  | RINSE | [5 empty] | URL NOT FOUND | [7 empty] | QC Completed | Production Completed
ESI | 006 |  | CHJ |  |  |  | CHJ | CHJ | Data Enrichment | CHJ | [11 empty] | NMC | 801231 | 10217 | 2421504954 | 10217_2421504954 | Med-Surg Consumable | RINSES ROOT CANAL CHLORAXID 5.25% SODIUM HYPOCHLORITE 200GM | - | CERKAMED | CERKAMED | CITY PHARMACY CO. | - | - | Each | - | 80 | CONSUMABLES | - | - | - | - | ORTHOPAEDICS | - | Medical Equipment and Accessories and Supplies | Orthopedic and prosthetic and sports medicine products | Orthopedic softgoods for lower extremity | Knee brace or support | - | Y | Y | Y | Y | - | - | - | - | - | Y | 43 | - | - | Active | - | - | N | N | - | - | - | - | - | - | - | - | - | - | - | A4649 | A4649 | 43506.7050694444 | [23 empty] | 42152900 Dental and subspecialty instrument and device accessories |  |  |  |  | SOLUTION | CLEANING | CHLORAXID | SODIUM HYPOCHLORITE 5.25% | [6 empty] | 200GM |  | RINSE | [5 empty] | URL NOT FOUND | [7 empty] | QC Completed | Production Completed
ESI | 006 |  | CHJ |  |  |  | CHJ | CHJ | Data Enrichment | CHJ | [11 empty] | NMC | 801233 | 10226 | 2411103546 | 10226_2411103546 | Med-Surg Consumable | KIT VIROLOGY TEST CERTEST INFLUENZA A+B COMBO RAPID TEST 20T | - | CERTEST BIOTEC | CERTEST BIOTEC | AL SHAMMAS MEDICAL EQUIPMENTS | - | - | BOX | - | 650 | CONSUMABLES | - | - | - | - | DENTAL | - | Medical Equipment and Accessories and Supplies | Dental equipment and supplies | Dental materials | Elastomeric dental impression materials | - | Y | Y | Y | Y | - | - | - | - | - | Y | 250 | - | - | Active | - | - | N | N | - | - | - | - | - | - | - | - | - | - | - | A4649 | A4649 | 43507.4633680556 | [23 empty] | 41116144 Virology test kits or supplies |  |  |  |  | KIT | VIROLOGY TEST |  | INFLUENZA A & B COMBO | [8 empty] | RAPID, 20 TEST | [5 empty] | URL NOT FOUND | [7 empty] | QC Completed | Production Completed
ESI | 006 |  | CHJ |  |  |  | CHJ | CHJ | Data Enrichment | CHJ | [11 empty] | NMC | 800674 | 1109 | 2GE0030214 | 1109_2GE0030214 | Med-Surg Consumable | CARDOCALM TAB 60'S | - | 0 | - | AL JAZEERA HERBS. TR. | - | - | BOX | - | 55 | GENERAL ITEM | - | - | - | - | DENTAL | - | Medical Equipment and Accessories and Supplies | Dental equipment and supplies | Dental and subspecialty instruments and devices | Dental burnishers | - | Y | Y | Y | Y | - | - | - | - | - | Y | 13.3 | - | - | Active | - | - | N | N | - | - | - | - | - | - | - | - | - | - | - | A4649 | N/A | 41749.3584606481 | [23 empty] | x |  |  |  |  | PHARMA | [17 empty] | URL NOT FOUND | [7 empty] | QC Completed | Production Completed
ESI | 006 |  | CHJ |  |  |  | CHJ | CHJ | Data Enrichment | CHJ | [11 empty] | NMC | 801357 | 11373 | 2514400039 | 11373_2514400039 | Med-Surg Consumable | AGENT RADIOPHARMACEUTICAL MEBROFENIN BROMO BILIARON TECHNETIUM 99MTC | - | CURIUM | CURIUM | MODAWINA MEDICAL EQUIPMENT TRADING CO. | - | - | Each | - | 670 | CONSUMABLES | - | - | - | - | GENERAL ITEM | - | NMC-Default | Na | NA | NA | - | Y | Y | Y | Y | - | - | - | - | - | Y | 189 | - | - | Active | - | - | N | N | - | - | - | - | - | - | - | - | - | - | - | - | - | 43597.4771527778 | [23 empty] | 51441608 Radiopharmaceutical preparation kit |  |  |  |  | KIT | RADIOPHARMACEUTICAL PREPARATION | BROMO-BILIARON | MEBROFENIN TECHNETIUM 99MTC | [13 empty] | AGENT | https://www.mediradiopharma.com/sites/default/files/2020-08/Bromo-Biliaron-SPC-EN-MRP-PPM-128ETv03.pdf | [7 empty] | QC Completed | Production Completed
ESI | 006 |  | CHJ |  |  |  | CHJ | CHJ | Data Enrichment | CHJ | [11 empty] | NMC | 801381 | 11532 | 2505000117 | 11532_2505000117 | Med-Surg Consumable | ENERGY NUTRITIONAL APTAMIL 1 FIRST INFANT RTF READY TO FEED 70ML | - | DANONE | DANONE | NMCSPHALN - OP PHARMACY | - | - | Each | - | 1.96 | CONSUMABLES | - | - | - | - | DENTAL | - | NMC-Default Category | Na | NA | NA | - | Y | Y | Y | Y | - | - | - | - | - | Y | 780 | - | - | Active | - | - | N | N | - | - | - | - | - | - | - | - | - | - | - | T5999 | T5999 | 43607.3675578704 | [23 empty] | 42231802 Pediatric supplemental formulas or bars or puddings for general use |  |  |  |  | FORMULA | SUPPLEMENTAL | APTAMIL 1 |  | INFANT |  |  |  |  | 70ML |  |  | FIRST, READY TO FEED |  |  |  |  | ENERGY NUTRITIONAL | URL NOT FOUND | [7 empty] | QC Completed | Production Completed
ESI | 006 |  | CHJ |  |  |  | CHJ | CHJ | Data Enrichment | CHJ | [11 empty] | NMC | 801382 | 11533 | 2505000118 | 11533_2505000118 | Med-Surg Consumable | ENERGY NUTRITIONAL APTAMIL GOLD PLUS PRETERM RTF READY TO FEED 70ML | - | DANONE | DANONE | AL ZAHRA SHARJAH - PHARMACY | - | - | Each | - | 2.45 | CONSUMABLES | - | - | - | - | DENTAL | - | NMC-Default Category | Na | NA | NA | - | Y | Y | Y | Y | - | - | - | - | - | Y | 197 | - | - | Active | - | - | N | N | - | - | - | - | - | - | - | - | - | - | - | T5999 | T5999 | 43607.3675578704 | [23 empty] | 42231802 Pediatric supplemental formulas or bars or puddings for general use |  |  |  |  | FORMULA | SUPPLEMENTAL | APTAMIL GOLD+ PRETERM |  | INFANT |  |  |  |  | 70ML |  |  | READY TO FEED |  |  |  |  | ENERGY NUTRITIONAL | URL NOT FOUND | [7 empty] | QC Completed | Production Completed
ESI | 006 |  | CHJ |  |  |  | CHJ | CHJ | Data Enrichment | CHJ | [11 empty] | NMC | 801383 | 11534 | 2505000119 | 11534_2505000119 | Med-Surg Consumable | ENERGY NUTRITIONAL APTAMIL HA RTF READY TO FEED 70ML | - | DANONE | DANONE | NMC PHARMACY ,DIP | - | - | Each | - | 2.4 | CONSUMABLES | - | - | - | - | DENTAL | - | NMC-Default Category | Na | NA | NA | - | Y | Y | Y | Y | - | - | - | - | - | Y | 1334 | - | - | Active | - | - | N | N | - | - | - | - | - | - | - | - | - | - | - | T5999 | T5999 | 43607.3675578704 | [23 empty] | 42231802 Pediatric supplemental formulas or bars or puddings for general use |  |  |  |  | FORMULA | SUPPLEMENTAL | APTAMIL HA | [6 empty] | 70ML |  |  | READY TO FEED |  |  |  |  | ENERGY NUTRITIONAL | URL NOT FOUND | [7 empty] | QC Completed | Production Completed
ESI | 006 |  | CHJ |  |  |  | CHJ | CHJ | Data Enrichment | CHJ | [11 empty] | NMC | 801420 | 11711 | 2422922506 | 11711_2422922506 | Med-Surg Consumable | DENTOSEPT 1 LTR ( PCS) DESINFECTION SOLUTION # 3318156 MFG: SIRONA DENTAL -GERMANY /EU | - | DENTSPLY | 3318156 | MODERN PHARMACEUTICAL CO. | - | - | Each | - | 150 | CONSUMABLES | - | - | - | - | LABORATORY | - | NMC-Default Category | Na | NA | NA | - | Y | Y | Y | Y | - | - | - | - | - | Y | 1650 | - | - | Active | - | - | N | N | - | - | - | - | - | - | - | - | - | - | - | T5999 | T5999 | 43607.3678125 | [23 empty] | 47131800 Cleaning and disinfecting solutions |  |  |  |  | SOLUTION | DISINFECTION | DENTOSEPT S | [6 empty] | 1LT | [8 empty] | https://www.plurifarmdent.ro/dentosept-6-x-1l-3318156-sirona | [7 empty] | QC Completed | Production Completed
ESI | 006 |  | CHJ |  |  |  | CHJ | CHJ | Data Enrichment | CHJ | [11 empty] | NMC | 800725 | 1176 | 2GE0020155 | 1176_2GE0020155 | Med-Surg Consumable | PRESEPT DISINFECTANT TABLETS 2.5 GM # SPR25 (100/BOX) | - | 0 | - | PHARMATRADE | - | - | Each | - | 0.92 | GENERAL ITEM | - | - | - | - | DENTAL | - | Medical Equipment and Accessories and Supplies | Dental equipment and supplies | General dental supplies | Dental syringes or needles or syringes with needles | - | Y | Y | Y | Y | - | - | - | - | - | Y | 30 | - | - | Active | - | - | Y | Y | - | - | - | - | - | - | - | - | - | - | - | A4649 | D6055 | 41749.3584606481 | [23 empty] | 42281600 Cold sterilization and disinfectant solutions |  |  |  |  | SOLUTION | DISINFECTANT | PRESEPT | [7 empty] | 2.5GM |  | TABLET | [5 empty] | https://www.fishersci.co.uk/shop/products/presept-disinfectant-tablet/12368667 | [7 empty] | QC Completed | Production Completed
ESI | 006 |  | CHJ |  |  |  | CHJ | CHJ | Data Enrichment | CHJ | [11 empty] | NMC | 801426 | 12278 | 2411103459 | 12278_2411103459 | Med-Surg Consumable | CARD IDENTIFICATION 005014 NACL ENZYME TEST AND COLD AGGLUTININS 4 X 12 | - | DIAMED | 005014 | ALPHAMED CO. (ABU DHABI) LTD. | - | - | BOX | - | 690 | CONSUMABLES | - | - | - | - | ANESTHESIA & RESPIRATORY | - | Medical Equipment and Accessories and Supplies | Respiratory and anesthesia and resuscitation products | Airway management products | Pharyngeal airways or airways kits | - | Y | Y | Y | Y | - | - | - | - | - | Y | 40 | - | - | Active | - | - | N | N | - | - | - | - | - | - | - | - | - | - | - | A4649 | A4649 | 43607.3690509259 | [23 empty] | 41116126 Immunology or serology test kits or supplies |  |  |  |  | CARD | IDENTIFICATION |  | NACL, ENZYME, COLD AGGLUTININS | [8 empty] | 288 TEST | [5 empty] | https://www.bio-rad.com/en-in/sku/005014-nacl-enzyme-test-cold-agglutinins?ID=005014 | [7 empty] | QC Completed | Production Completed
ESI | 006 |  | CHJ |  |  |  | CHJ | CHJ | Data Enrichment | CHJ | [11 empty] | NMC | 801428 | 12315 | 2422800602 | 12315_2422800602 | Med-Surg Consumable | DISINFECTANT INSTRUMENT 83609 CLEANING SOLUTION 2000 CHORUS 4 X 20ML | - | DIESSE DIAGNOSTICA | 83609 | SAMIR MEDICAL SUPPLIES L.L.C | - | - | BOX | - | 800 | CONSUMABLES | - | - | - | - | CATHLAB | - | NMC-Default Category | Na | NA | NA | - | Y | Y | Y | Y | - | - | - | - | - | Y | 56 | - | - | Active | - | - | N | N | - | - | - | - | - | - | - | - | - | - | - | C1729 | C1729 | 43607.3692476852 | [23 empty] | 42281704 Instrument cleaners or detergents |  |  |  |  | SOLUTION | CLEANING | CHORUS 2000 | [6 empty] | 20ML |  |  | CHORUS | [5 empty] | https://www.diesse.it/en/products/chorus-cleaning-solution-2000/ | [7 empty] | QC Completed | Production Completed
ESI | 006 |  | CHJ |  |  |  | CHJ | CHJ | Data Enrichment | CHJ | [11 empty] | NMC | 801443 | 12474 | 2422800880 | 12474_2422800880 | Med-Surg Consumable | DISINFECTANT INSTRUMENT 00-814-050EXD DESCOSUC FOR DENTAL SUCTION SYSTEM 5LTR | - | DR.SCHUMACHER | 00-814-050EXD | MODERN PHARMACEUTICAL CO. | - | - | Each | - | 285 | CONSUMABLES | - | - | - | - | GENERAL ITEM | - | NMC-Default | Na | NA | NA | - | Y | Y | Y | Y | - | - | - | - | - | Y | 196 | - | - | Active | - | - | N | N | - | - | - | - | - | - | - | - | - | - | - | - | - | 43616.8317361111 | [23 empty] | 42281603 Medical device or instrument disinfectants |  |  |  |  | DISINFECTANT | INSTRUMENT | DESCOSUC | [6 empty] | 5L |  |  | FOR DENTAL SUCTION SYSTEM | [5 empty] | http://medicoline.dk/wp-content/uploads/2016/05/Schumacher-katalog-1.pdf | [7 empty] | QC Completed | Production Completed
ESI | 006 |  | CHJ |  |  |  | CHJ | CHJ | Data Enrichment | CHJ | [11 empty] | NMC | 801444 | 12479 | 2422801135 | 12479_2422801135 | Med-Surg Consumable | DISINFECTANT INSTRUMENT THERMOSHIELD XTREME ALKALINE ENZYME CLEANER 5LTR | - | DR.SCHUMACHER | DR.SCHUMACHER | MODERN PHARMACEUTICAL CO. | - | - | Each | - | 432 | CONSUMABLES | - | - | - | - | GENERAL ITEM | - | NMC-Default | Na | NA | NA | - | Y | Y | Y | Y | - | - | - | - | - | Y | 243 | - | - | Active | - | - | N | N | - | - | - | - | - | - | - | - | - | - | - | - | - | 43616.8317361111 | [28 empty] | CLEANER | INSTRUMENT | THERMOSHIELD XTREME | ALKALINE ENZYME | [5 empty] | 5LT | [8 empty] | URL NOT FOUND | [7 empty] | QC Completed | Production Completed
ESI | 006 |  | CHJ |  |  |  | CHJ | CHJ | Data Enrichment | CHJ | [11 empty] | NMC | 801447 | 12487 | 2422800897 | 12487_2422800897 | Med-Surg Consumable | DISINFECTANT INSTRUMENT NEOFORM MED RAPID ALCOHOL SPRAY 750ML | - | Dr.WEIGERT | Dr.WEIGERT | AL FAYAH Trdg. LLC | - | - | Each | - | 40 | CONSUMABLES | - | - | - | - | GENERAL ITEM | - | NMC-Default | Na | NA | NA | - | Y | Y | Y | Y | - | - | - | - | - | Y | 1.36111 | - | - | Active | - | - | N | N | - | - | - | - | - | - | - | - | - | - | - | - | - | 43616.8317361111 | [28 empty] | DISINFECTANT | SURFACE | NEOFORM RAPID | [6 empty] | 750ML |  |  | ALCOHOL SPRAY | [5 empty] | URL NOT FOUND | [7 empty] | QC Completed | Production Completed
ESI | 006 |  | CHJ |  |  |  | CHJ | CHJ | Data Enrichment | CHJ | [11 empty] | NMC | 801449 | 12529 | 2421508929 | 12529_2421508929 | Med-Surg Consumable | PLATE DENTAL LABORATORY D-420008 BIOLON OD120 MM X 1.5 MM CLEAR TRANSPARENT 60's | - | DREVE DENTAMID | DREVE DENTAMID | Zircon Medical Equipment L.L.C | - | - | BOX | - | 480 | CONSUMABLES | - | - | - | - | STATIONERY | - | NMC-Default | Na | NA | NA | - | Y | Y | Y | Y | - | - | - | - | - | Y | 0.85 | - | - | Active | - | - | N | N | - | - | - | - | - | - | - | - | - | - | - | - | - | 43616.8317361111 | [23 empty] | 42151901 Dental plate or denture brushes |  |  |  |  | PLATE | DENTAL | BIOLON | POLYETHYLENE TEREPHTALATE |  |  |  | 120X1.5MM | [8 empty] | CLEAR-TRANSPARENT |  | https://www.mtdental.co.il/images/Catalogs/Dreve.pdf | [7 empty] | QC Completed | Production Completed
ESI | 006 |  | CHJ |  |  |  | CHJ | CHJ | Data Enrichment | CHJ | [11 empty] | NMC | 801451 | 12578 | 2422800453 | 12578_2422800453 | Med-Surg Consumable | DISINFECTANT IMPRESSION & DENTURES MD 520 IMPRESSION DISINFECTION ALCOHOL FREE SOLUTION 2.5LTR | - | DURR DENTAL | DURR DENTAL | MASAR MEDICAL | - | - | BOX | - | 175 | CONSUMABLES | - | - | - | - | STATIONERY | - | NMC-Default | Na | NA | NA | - | Y | Y | Y | Y | - | - | - | - | - | Y | 7.5 | - | - | Active | - | - | N | N | - | - | - | - | - | - | - | - | - | - | - | - | - | 43616.8317361111 | [23 empty] | 47131800 Cleaning and disinfecting solutions |  |  |  |  | SOLUTION | DISINFECTION |  | ALCOHOL FREE | [5 empty] | 2.5LT |  |  | IMPRESSION, DENTURE | [5 empty] | https://www.ardental.com.my/durr-dental-md-520-impression-disinfection | [7 empty] | QC Completed | Production Completed
ESI | 006 |  | CHJ |  |  |  | CHJ | CHJ | Data Enrichment | CHJ | [11 empty] | NMC | 801452 | 12580 | 2422801154 | 12580_2422801154 | Med-Surg Consumable | DISINFECTANT INSTRUMENT MD555 OROTOL SPECIAL CLEANER 2.5LTR | - | DURR DENTAL | MD555 | AL HAYAT PHARMACEUTICALS | - | - | Each | - | 175 | CONSUMABLES | - | - | - | - | STATIONERY | - | NMC-Default | Na | NA | NA | - | Y | Y | Y | Y | - | - | - | - | - | Y | 35 | - | - | Active | - | - | N | N | - | - | - | - | - | - | - | - | - | - | - | - | - | 43616.8317361111 | [28 empty] | CLEANER | INSTRUMENT | OROTOL | [6 empty] | 2.5LT |  |  | SPECIAL | [5 empty] | https://www.dentalbasket.in/index.php?_route_=brand/durr-dental/durr-dental-md-555&sort=p.model&order=ASC | [7 empty] | QC Completed | Production Completed
ESI | 006 |  | CHJ |  |  |  | CHJ | CHJ | Data Enrichment | CHJ | [11 empty] | NMC | 801469 | 12816 | 2471300133 | 12816_2471300133 | Med-Surg Consumable | DISINFECTANT ANOSAN ECO ECABIOTEC AIR DISINFECTION ALCOHOL FREE NON-TOXIC DEODORIZER 5L | - | ECABIOTEC | ECABIOTEC | METROPOLITAN MEDICAL MARKETING LLC | - | - | Each | - | 135 | CONSUMABLES | - | - | - | - | CATHLAB | - | Medical Equipment and Accessories and Supplies | Medical diagnostic imaging and nuclear medicine products | Vascular imaging and interventional cardiology and cardiac catheterization lab products | Diagnostic or interventional vascular catheters or sets | - | Y | Y | Y | Y | - | - | - | - | - | Y | 350 | - | - | Active | - | - | Y | Y | - | - | - | - | - | - | - | - | - | - | - | C1759 | C1759 | 43647.6085300926 | [23 empty] | 42281600 Cold sterilization and disinfectant solutions |  |  |  |  | SOLUTION | DISINFECTION | ANOSAN ECO | [6 empty] | 5LT |  |  | AIR, ALCOHOL, FREE NON-TOXIC DEODORIZER | [5 empty] | URL NOT FOUND | [7 empty] | QC Completed | Production Completed
ESI | 006 |  | CHJ |  |  |  | CHJ | CHJ | Data Enrichment | CHJ | [11 empty] | NMC | 800866 | 1391 | 2ST0000820 | 1391_2ST0000820 | Med-Surg Consumable | CARD ACCESS ACD | - | 0 | - | ABCOM OFFICE SUPPLIES LLC | - | - | Each | - | 15.25 | STATIONERY | - | - | - | - | LABORATORY | - | Laboratory and Measuring and Observing and Testing Equipment | Measuring and observing and testing instruments | Clinical and diagnostic analyzer reagents | Chemistry analyzer reagents | - | Y | Y | Y | Y | - | - | - | - | - | Y | 610 | - | - | Active | - | - | Y | Y | - | - | - | - | - | - | - | - | - | - | - | A4649 | A4649 | 41749.3584722222 | [23 empty] | 46171619 Security or access control systems |  |  |  |  | CARD | ACCESS CONTROL | [16 empty] | URL NOT FOUND | [7 empty] | QC Completed | Production Completed
ESI | 006 |  | CHJ |  |  |  | CHJ | CHJ | Data Enrichment | CHJ | [11 empty] | NMC | 801648 | 13940 | 2123500044 | 13940_2123500044 | Med-Surg Consumable | CHEMISTRY LABORATORY 49.63.1987 PHENOL SOLUTION 80% 250ML | - | EUROLAB | 49.63.1987 | AL MAZROUI MEDICAL & CHEMICAL SUPPLIES | - | - | BTL | - | 150 | CONSUMABLES | - | - | - | - | ORTHOPEDIC | - | Medical Equipment and Accessories and Supplies | Orthopedic surgical implants | Hip joint implants | Acetabular cup liner | - | Y | Y | Y | Y | - | - | - | - | - | Y | 2236 | - | - | Active | - | - | Y | Y | - | - | - | - | - | - | - | - | - | - | - | C1776 | C1776 | 43769.725787037 | [23 empty] | 41116105 Chemistry reagents or solutions |  |  |  |  | SOLUTION | CHEMISTRY |  | PHENOL 80% | [5 empty] | 250ML | [8 empty] | URL NOT FOUND | [7 empty] | QC Completed | Production Completed
ESI | 006 |  | CHJ |  |  |  | CHJ | CHJ | Data Enrichment | CHJ | [11 empty] | NMC | 801889 | 14400 | 2505000082 | 14400_2505000082 | Med-Surg Consumable | ENERGY NUTRITIONAL SUPPORTAN HIGH PROTEIN CAPPUCCINO 200ML | - | FRESENIUS KABI | FRISENIUS KABI | NMC PHARMACY ,DIP | - | - | Each | - | 11.56 | CONSUMABLES | - | - | - | - | DERMATOLOGY/COSMETIC ITEMS | - | Medical Equipment and Accessories and Supplies | Surgical products | Surgical support supplies | Surgical support supplies | - | Y | Y | Y | Y | - | - | - | - | - | Y | 2666 | - | - | Active | - | - | N | N | - | - | - | - | - | - | - | - | - | - | - | A4649 | A4649 | 43837.5988425926 | [23 empty] | 42231803 Adult disease specific supplemental formulas or bars or puddings |  |  |  |  | FORMULA | SUPPLEMENTAL | SUPPORTAN | [6 empty] | 200ML |  |  | HIGH PROTEIN, CAPPUCCINO |  |  |  |  | ENERGY NUTRITIONAL | URL NOT FOUND | [7 empty] | QC Completed | Production Completed
ESI | 006 |  | CHJ |  |  |  | CHJ | CHJ | Data Enrichment | CHJ | [11 empty] | NMC | 802273 | 15236 | 2411101836 | 15236_2411101836 | Med-Surg Consumable | CLOSTRIDIUM DIFFICILE TOXIN A - TOXIN B 306CDCC WITH POSITIVE AND NAGATIVE CONTROL TEST 30's | - | H & R DIAGNOSTIC | 306CD | BIOIMMUN MEDICAL LAB.DIAG.LLC | - | - | BOX | - | 959 | CONSUMABLES | - | - | - | - | GENERAL MEDICAL CONSUMABLES | - | Medical Equipment and Accessories and Supplies | Wound care products | Bandages and dressings and related products | Transparent film dressings | - | Y | Y | Y | Y | - | - | - | - | - | Y | 62 | - | - | Active | - | - | N | N | - | - | - | - | - | - | - | - | - | - | - | A6257 | A6257 | 44003.6749652778 | [23 empty] | 41116129 Microbiology or bacteriology test kits or supplies |  |  |  |  | KIT | MICROBIOLOGY TEST | CLOSTRIDIUM DIFFICILE TOXIN A-B | [9 empty] | WITH POSITIVE, NAGATIVE CONTROL, 30 TEST | [5 empty] | URL NOT FOUND | [7 empty] | QC Completed | Production Completed
ESI | 006 |  | CHJ |  |  |  | CHJ | CHJ | Data Enrichment | CHJ | [11 empty] | NMC | 802274 | 15237 | 2411102233 | 15237_2411102233 | Med-Surg Consumable | CARD IDENTIFICATION 306ECC E.COLI CARD WITH POSITIVE AND NAGATIVE CONTROL TEST 30's | - | H & R DIAGNOSTIC | 306E | BIOIMMUN MEDICAL LAB.DIAG.LLC | - | - | BOX | - | 540 | CONSUMABLES | - | - | - | - | OPERATION THEATRE | - | Medical Equipment and Accessories and Supplies | Surgical products | Surgical support supplies | Surgical suction or irrigation tubing or accessories | - | Y | Y | Y | Y | - | - | - | - | - | Y | 45 | - | - | Active | - | - | N | N | - | - | - | - | - | - | - | - | - | - | - | A4649 | A4649 | 44003.6950578704 | [23 empty] | 41116129 Microbiology or bacteriology test kits or supplies |  |  |  |  | CARD | IDENTIFICATION |  | E.COLI | [8 empty] | WITH POSTIVE, NEGATIVE CONTROL | [5 empty] | URL NOT FOUND | [7 empty] | QC Completed | Production Completed
ESI | 006 |  | CHJ |  |  |  | CHJ | CHJ | Data Enrichment | CHJ | [11 empty] | NMC | 802276 | 15239 | 2411101835 | 15239_2411101835 | Med-Surg Consumable | CLOSTRIDIUM DIFFICILE GDH CARD 306GD WITH POSITIVE AND NAGATIVE CONTROL TEST 30's | - | H & R DIAGNOSTIC | 306GD | BIOIMMUN MEDICAL LAB.DIAG.LLC | - | - | BOX | - | 743 | CONSUMABLES | - | - | - | - | ORTHOPAEDICS | - | Medical Equipment and Accessories and Supplies | Orthopedic surgical implants | Hip joint implants | Acetabular cup liner | - | Y | Y | Y | Y | - | - | - | - | - | Y | 3500 | - | - | Active | - | - | Y | Y | - | - | - | - | - | - | - | - | - | - | - | A4649 | A4649 | 44004.5452083333 | [23 empty] | 41116129 Microbiology or bacteriology test kits or supplies |  |  |  |  | CARD | MICROBIOLOGY TEST | CLOSTRIDIUM DIFFICILE GDH | [9 empty] | WITH POSITIVE, NAGATIVE CONTROL, 30 TEST | [5 empty] | URL NOT FOUND | [7 empty] | QC Completed | Production Completed
ESI | 006 |  | CHJ |  |  |  | CHJ | CHJ | Data Enrichment | CHJ | [11 empty] | NMC | 802277 | 15240 | 2411102232 | 15240_2411102232 | Med-Surg Consumable | CARD IDENTIFICATION 306KG CRYPTO-GIARDIA CARD WITH POSITIVE & NEGATIVE CONTROL TEST 30's | - | H & R DIAGNOSTIC | 306KG | BIOIMMUN MEDICAL LAB.DIAG.LLC | - | - | BOX | - | 540 | CONSUMABLES | - | - | - | - | STATIONERY | - | NMC-Default | Na | NA | NA | - | Y | Y | Y | Y | - | - | - | - | - | Y | 0.5 | - | - | Active | - | - | N | N | - | - | - | - | - | - | - | - | - | - | - | - | - | 44004.5702083333 | [23 empty] | 41116129 Microbiology or bacteriology test kits or supplies |  |  |  |  | CARD | IDENTIFICATION |  | CRYPTOSPORIDIUM PARVUM-GIARDIA | [8 empty] | WITH POSTIVE, NEGATIVE CONTROL | [5 empty] | URL NOT FOUND | [7 empty] | QC Completed | Production Completed
ESI | 006 |  | CHJ |  |  |  | CHJ | CHJ | Data Enrichment | CHJ | [11 empty] | NMC | 802278 | 15241 | 2411102231 | 15241_2411102231 | Med-Surg Consumable | CARD IDENTIFICATION 406SG HCG S&U CARD WITH POSITIVE & NEGATIVE CONTROL TEST 40's | - | H & R DIAGNOSTIC | 406SG | BIOIMMUN MEDICAL LAB.DIAG.LLC | - | - | BOX | - | 110 | CONSUMABLES | - | - | - | - | ANESTHESIA & RESPIRATORY | - | Medical Equipment and Accessories and Supplies | Respiratory and anesthesia and resuscitation products | Intubation supplies | Suction catheters or its accessories | - | Y | Y | Y | Y | - | - | - | - | - | Y | 70 | - | - | Active | - | - | Y | Y | - | - | - | - | - | - | - | - | - | - | - | A4649 | A4649 | 44004.614849537 | [23 empty] | 41116129 Microbiology or bacteriology test kits or supplies |  |  |  |  | CARD | IDENTIFICATION |  | HCG | [8 empty] | WITH POSTIVE, NEGATIVE CONTROL | [5 empty] | URL NOT FOUND | [7 empty] | QC Completed | Production Completed
ESI | 006 |  | CHJ |  |  |  | CHJ | CHJ | Data Enrichment | CHJ | [11 empty] | NMC | 802279 | 15243 | 2411103623 | 15243_2411103623 | Med-Surg Consumable | CARD IDENTIFICATION GT2002-100 STARGEL 10 ABO/DVI REVERSE GROUPING 100 CARDS | - | HAEMOKINESIS | HAEMOKINESIS | MILAB SCIENTIFIC & LABORATORY EQUIPMENT TRADING LLC | - | - | BOX | - | 780 | CONSUMABLES | - | - | - | - | ENDOSCOPY | - | Medical Equipment and Accessories and Supplies | Surgical products | Endoscopic instruments and supplies and accessories and related products | Endoscopic clamp or dissector or grasper or forceps | - | Y | Y | Y | Y | - | - | - | - | - | Y | 5800 | - | - | Active | - | - | N | N | - | - | - | - | - | - | - | - | - | - | - | A4649 | A4649 | 44004.6756018518 | [23 empty] | 41116101 Blood bank test kits or supplies |  |  |  |  | CARD | IDENTIFICATION | STARGEL 10 | ABO/D + REVERSE GROUPING | [8 empty] | 100 TEST | [5 empty] | https://www.haemokinesis.com/products/stargel10/ | [7 empty] | QC Completed | Production Completed
ESI | 006 |  | CHJ |  |  |  | CHJ | CHJ | Data Enrichment | CHJ | [11 empty] | NMC | 802280 | 15244 | 2411103624 | 15244_2411103624 | Med-Surg Consumable | CARD IDENTIFICATION GT2007-100 STARGEL 10 NEWBORN BLOOD GROUPING DAT 100 CARDS | - | HAEMOKINESIS | HAEMOKINESIS | MILAB SCIENTIFIC & LABORATORY EQUIPMENT TRADING LLC | - | - | BOX | - | 910 | CONSUMABLES | - | - | - | - | GENERAL MEDICAL CONSUMABLES | - | Medical Equipment and Accessories and Supplies | Wound care products | Medical tissue closure and related products | Medical clips for internal use | - | Y | Y | Y | Y | - | - | - | - | - | Y | 850 | - | - | Active | - | - | N | N | - | - | - | - | - | - | - | - | - | - | - | A4649 | A4649 | 44004.7510648148 | [23 empty] | 41116101 Blood bank test kits or supplies |  |  |  |  | CARD | IDENTIFICATION | STARGEL 10 | NEWBORN BLOOD GROUPING | [8 empty] | 100 TEST | [5 empty] | https://www.haemokinesis.com/products/stargel10/ | [7 empty] | QC Completed | Production Completed
ESI | 006 |  | CHJ |  |  |  | CHJ | CHJ | Data Enrichment | CHJ | [11 empty] | NMC | 802281 | 15245 | 2411103625 | 15245_2411103625 | Med-Surg Consumable | CARD IDENTIFICATION GT2000-100 STARGEL 10 AHG POLYSPECIFIC CROSSMATCH ANTIBODY SCREENING DAT 100 CARDS | - | HAEMOKINESIS | HAEMOKINESIS | MILAB SCIENTIFIC & LABORATORY EQUIPMENT TRADING LLC | - | - | BOX | - | 975 | CONSUMABLES | - | - | - | - | UROLOGY | - | Medical Equipment and Accessories and Supplies | Patient care and treatment products and supplies | Urological supplies | Urinary drainage bags or meters | - | Y | Y | Y | Y | - | - | - | - | - | Y | 1.8 | - | - | Active | - | - | N | N | - | - | - | - | - | - | - | - | - | - | - | A4649 | A4649 | 44005.505775463 | [23 empty] | 41116126 Immunology or serology test kits or supplies |  |  |  |  | CARD | IDENTIFICATION | STARGEL 10 | ANTI-HUMAN GLOBULIN | [8 empty] | POLYSPECIFIC CROSSMATCH, ANTIBODY SCREENING, DAT, 100 TEST | [5 empty] | https://www.haemokinesis.com/products/stargel10/ | [7 empty] | QC Completed | Production Completed
ESI | 006 |  | CHJ |  |  |  | CHJ | CHJ | Data Enrichment | CHJ | [11 empty] | NMC | 802346 | 15333 | 2422924179 | 15333_2422924179 | Med-Surg Consumable | ETHYL ALCOHOL 99.9% REF# 58051-S25 CAN/25LTR (NEW REF # F200314 MFR:HAYMAN-UK) | - | HAYMAN-UK | HAYMAN | CHEMICO MIDDLE EAST FZC | - | - | Each | - | 510 | CONSUMABLES | - | - | - | - | GENERAL MEDICAL CONSUMABLES | - | Medical Equipment and Accessories and Supplies | Wound care products | Bandages and dressings and related products | Bandages or dressings for general use | - | Y | Y | Y | Y | - | - | - | - | - | Y | 940 | - | - | Active | - | - | N | N | - | - | - | - | - | - | - | - | - | - | - | A6209 | A6209 | 44017.4005787037 | [23 empty] | 12352200 Biochemicals |  |  |  |  | CHEMICAL | LABORATORY |  | ETHYL ALCOHOL 99.9% | [5 empty] | 25LT | [7 empty] | REF# 58051-S25 | URL NOT FOUND | [7 empty] | QC Completed | Production Completed
ESI | 006 |  | CHJ |  |  |  | CHJ | CHJ | Data Enrichment | CHJ | [11 empty] | NMC | 802513 | 16900 | 2411104702 | 16900_2411104702 | Med-Surg Consumable | SOLUTION CLINICAL HY011 HYPRO TECHNICAL 7% UNSCENTED/ NATURAL HYDROGEN PEROXIDE 1LTR | - | HYMETEC-DULSEM | HYMETEC | EMIRATES & WORLD MEDICAL SUPPLIES | - | - | Each | - | 205 | CONSUMABLES | - | - | - | - | DERMATOLOGY/COSMETIC ITEMS | - | Drugs and Pharmaceutical Products | Drugs affecting the ears, eye, nose and skin | Dermatologic agents | Dermatologic agents | - | Y | Y | Y | Y | - | - | - | - | - | Y | 115 | - | - | Active | - | - | N | N | - | - | - | - | - | - | - | - | - | - | - | A4649 | A4649 | 44186.6741435185 | [23 empty] | 47131800 Cleaning and disinfecting solutions |  |  |  |  | SOLUTION | DISINFECTING | HYPRO | HYDROGEN PEROXIDE 7% | [5 empty] | 1LT |  |  | UNSCENTED |  |  |  | NATURAL |  | https://www.dentex.ro/userfiles/b4e2bfea-3fad-49a3-8280-bc300863c4b2/prod_files/report.pdf | [7 empty] | QC Completed | Production Completed
ESI | 006 |  | CHJ |  |  |  | CHJ | CHJ | Data Enrichment | CHJ | [11 empty] | NMC | 802520 | 16909 | 2411104995 | 16909_2411104995 | Med-Surg Consumable | CASSETTE MICROBIOLOGY TEST 20209 STREPTOCOCCUS B RAPID TEST WITH CONTROL 20T | - | IBS | 20209 | AL ABBAR MEDICAL & SCIENTIFIC SUPPLIES. | - | - | BOX | - | 270 | CONSUMABLES | - | - | - | - | OPERATION THEATRE | - | Medical Equipment and Accessories and Supplies | Surgical products | Surgical support supplies | Surgical custom or specialty procedure packs | - | Y | Y | Y | Y | - | - | - | - | - | Y | 260 | - | - | Active | - | - | N | N | - | - | - | - | - | - | - | - | - | - | - | A4649 | A4649 | 44187.7425810185 | [23 empty] | 41116129 Microbiology or bacteriology test kits or supplies |  |  |  |  | CASSETTE | MICROBIOLOGY TEST |  | STREPTOCOCCUS B | [8 empty] | RAPID, WITH CONTROL, 20 TEST | [5 empty] | URL NOT FOUND | [7 empty] | QC Completed | Production Completed
ESI | 006 |  | CHJ |  |  |  | CHJ | CHJ | Data Enrichment | CHJ | [11 empty] | NMC | 802592 | 17198 | 2422800974 | 17198_2422800974 | Med-Surg Consumable | SANITIZER DISINFECTANT SURFACE I020130500 DUROX LR3 ACCELERATED HYDROGEN PEROXIDE 3% ANTI-MICROBIAL SPRAY 500ML 12's | - | INOQUEST LABS | I020130500 | BIN ALI MEDICAL SUPPLIES LLC | - | - | BOX | - | 246 | CONSUMABLES | - | - | - | - | ORTHOPAEDICS | - | Medical Equipment and Accessories and Supplies | Orthopedic surgical implants | Orthopedic trauma implants | Bone screw | - | Y | Y | Y | Y | - | - | - | - | - | Y | 774.38 | - | - | Active | - | - | N | N | - | - | - | - | - | - | - | - | - | - | - | C1713 | C1713 | 44229.5534953704 | [23 empty] | 42281603 Medical device or instrument disinfectants |  |  |  |  | DISINFECTANT | SURFACE | DUROX LR-3 | HYDROGEN PEROXIDE 3% | [5 empty] | 500ML |  |  | ANTI-MICROBIAL, SPRAY, ACCELERATED | [5 empty] | https://techsolute.com/product/durox-lr-3-surface-sanitizer-concentrate-30-kg/ | [7 empty] | QC Completed | Production Completed
ESI | 006 |  | CHJ |  |  |  | CHJ | CHJ | Data Enrichment | CHJ | [11 empty] | NMC | 802598 | 17204 | 2422800705 | 17204_2422800705 | Med-Surg Consumable | DISINFECTANT SPONGE HEX WASH 4% CHLORHEXIDINE GLUCONATE | - | INOQUEST LABS | INOQUEST LABS INDUSTRIES LLC | UNICARE MEDICAL TRADING L.LC | - | - | Each | - | 4 | CONSUMABLES | - | - | - | - | ORTHOPAEDICS | - | Medical Equipment and Accessories and Supplies | Orthopedic surgical implants | Orthopedic trauma implants | Bone plate | - | Y | Y | Y | Y | - | - | - | - | - | Y | 333.75 | - | - | Active | - | - | N | N | - | - | - | - | - | - | - | - | - | - | - | C1713 | C1713 | 44229.6282407407 | [23 empty] | 42295421 Surgical prep scrub or paint solutions |  |  |  |  | SCRUB | SURGICAL | DYNA-HEX | CHLORHEXIDINE GLUCONATE 4% | [8 empty] | SPONGE |  |  |  |  | DISINFECTANT | https://medicalproductssupply.com/catalog/product/view/id/68755/s/dyna-hex-4-chg-scrub-pac004chgf/ | [7 empty] | QC Completed | Production Completed
ESI | 006 |  | CHJ |  |  |  | CHJ | CHJ | Data Enrichment | CHJ | [11 empty] | NMC | 802600 | 17210 | 2GE0001844 | 17210_2GE0001844 | Med-Surg Consumable | SANITIZER HAND I020650112 IQ DISINFECTANT 0.5% CHG 70% ISOPROPANOL LIQUID 1LTR BX/12 | - | INOQUEST LABS INDUSTRIES LLC | - | UNICARE MEDICAL TRADING | - | - | Each | - | 11.4 | GENERAL ITEM | - | - | - | - | CATHLAB | - | Medical Equipment and Accessories and Supplies | Medical diagnostic imaging and nuclear medicine products | Vascular imaging and interventional cardiology and cardiac catheterization lab products | Diagnostic or interventional vascular catheter introducers or sets | - | Y | Y | Y | Y | - | - | - | - | - | Y | 495 | - | - | Active | - | - | Y | Y | - | - | - | - | - | - | - | - | - | - | - | C1725 | C1725 | 44230.5538773148 | [23 empty] | 53131626 Hand sanitizer |  |  |  |  | SANITIZER | HAND |  | CHG 0.5%, ISOPROPANOL 70% | [5 empty] | 1LT |  |  | LIQUID | [5 empty] | URL NOT FOUND | [7 empty] | QC Completed | Production Completed
ESI | 006 |  | CHJ |  |  |  | CHJ | CHJ | Data Enrichment | CHJ | [11 empty] | NMC | 802622 | 17239 | 2422922927 | 17239_2422922927 | Med-Surg Consumable | ACL TOP CUVETTES # 0029400100 2400 CUVETTES 60 STRIPS (4 CUVETTES/STRIP) MFR:INSTRUMENTATUIN LAB-USA | - | INSTRUMENTATION LABORATORY | - | HORIZON MEDICAL SUPPLIES | - | - | BOX | - | 450 | CONSUMABLES | - | - | - | - | ENT | - | Medical Equipment and Accessories and Supplies | Wound care products | Wound packing products | Nasal splints or stents | - | Y | Y | Y | Y | - | - | - | - | - | Y | 539 | - | - | Active | - | - | N | N | - | - | - | - | - | - | - | - | - | - | - | A4649 | A4649 | 44236.6486226852 | [23 empty] | 41121813 Cuvettes |  |  |  |  | CUVETTE | LABORATORY | ACL TOP | [15 empty] | https://www.thanz.org.au/documents/item/623 | [7 empty] | QC Completed | Production Completed
ESI | 006 |  | CHJ |  |  |  | CHJ | CHJ | Data Enrichment | CHJ | [11 empty] | NMC | 802640 | 17269 | 2423100740 | 17269_2423100740 | Med-Surg Consumable | AGENT HEMOSTATIC 1692-ZL HELITENE 5's | - | INTEGRA LIFESCIENCE | 1692-ZLI | MODERN PHARMACEUTICAL CO. | - | - | BOX | - | 1299 | CONSUMABLES | - | - | - | - | CATHLAB | - | Medical Equipment and Accessories and Supplies | Medical diagnostic imaging and nuclear medicine products | Vascular imaging and interventional cardiology and cardiac catheterization lab products | Coronary stent | - | Y | Y | Y | Y | - | - | - | - | - | Y | 2990 | - | - | Active | - | - | Y | Y | - | - | - | - | - | - | - | - | - | - | - | C1874 | C1874 | 44241.4457638889 | [23 empty] | 42311600 Hemostatic agents |  |  |  |  | AGENT | HEMOSTATIC | HELITENE | [7 empty] | 0.5GM |  | FIBRILLAR FORM | [5 empty] | https://www.esutures.com/product/1-expired/105-integra/814-biosurgery/46363105-integra-helitene-absorbable-collagen-hemostatic-agent-fibrillar-form-0.5g-1692ZL/ | [7 empty] | QC Completed | Production Completed
ESI | 006 |  | CHJ |  |  |  | CHJ | CHJ | Data Enrichment | CHJ | [11 empty] | NMC | 802788 | 17691 | 2411104991 | 17691_2411104991 | Med-Surg Consumable | KIT VIROLOGY TEST J MITRA DENGUE RAPID IGG/ IGM NS1 10T | - | J MITRA | - | Al Shaan Medical Equipment Tr LLC | - | - | BOX | - | 130 | CONSUMABLES | - | - | - | - | ORTHOPAEDICS | - | Medical Equipment and Accessories and Supplies | Orthopedic surgical implants | Hip joint implants | Femoral hip stem | - | Y | Y | Y | Y | - | - | - | - | - | Y | 6000 | - | - | Active | - | - | N | N | - | - | - | - | - | - | - | - | - | - | - | C1776 | C1776 | 44287.6460648148 | [23 empty] | 41116144 Virology test kits or supplies |  |  |  |  | KIT | VIROLOGY TEST |  | DENGUE RAPID IGG/IGM NS1 | [8 empty] | 10 TEST | [5 empty] | URL NOT FOUND | [7 empty] | QC Completed | Production Completed
ESI | 006 |  | CHJ |  |  |  | CHJ | CHJ | Data Enrichment | CHJ | [11 empty] | NMC | 802789 | 17693 | 2411101800 | 17693_2411101800 | Med-Surg Consumable | KIT VIROLOGY TEST HIV TRIDOT 50T | - | J MITRA | J MITRA | Al Shaan Medical Equipment Tr LLC | - | - | BOX | - | 600 | CONSUMABLES | - | - | - | - | ORTHOPAEDICS | - | Medical Equipment and Accessories and Supplies | Orthopedic surgical implants | Orthopedic trauma implants | Bone screw | - | Y | Y | Y | Y | - | - | - | - | - | Y | 108.23 | - | - | Active | - | - | N | N | - | - | - | - | - | - | - | - | - | - | - | C1713 | C1713 | 44287.6499884259 | [23 empty] | 41116144 Virology test kits or supplies |  |  |  |  | KIT | VIROLOGY TEST |  | HIV | [8 empty] | 50 TEST | [5 empty] | https://jmitra.co.in/product-details/hiv-rapid-test-kit-tri-dot/ | [7 empty] | QC Completed | Production Completed
ESI | 006 |  | CHJ |  |  |  | CHJ | CHJ | Data Enrichment | CHJ | [11 empty] | NMC | 802790 | 17694 | 2411103292 | 17694_2411103292 | Med-Surg Consumable | KIT VIROLOGY TEST HEPACARD 100T | - | J MITRA | J MITRA | Al Shaan Medical Equipment Tr LLC | - | - | BOX | - | 300 | CONSUMABLES | - | - | - | - | ORTHOPAEDICS | - | Medical Equipment and Accessories and Supplies | Orthopedic surgical implants | Orthopedic trauma implants | Bone screw | - | Y | Y | Y | Y | - | - | - | - | - | Y | 45.05 | - | - | Active | - | - | N | N | - | - | - | - | - | - | - | - | - | - | - | C1713 | C1713 | 44287.6522569444 | [23 empty] | 41116104 Chemistry test kits or supplies |  |  |  |  | KIT | CHEMISTRY TEST |  | HBSAG | [8 empty] | RAPID, 100 TEST |  |  |  |  | VIROLOGY | https://jmitra.co.in/product-details/hepatitis-b-rapid-test-kit/ | [7 empty] | QC Completed | Production Completed
ESI | 006 |  | CHJ |  |  |  | CHJ | CHJ | Data Enrichment | CHJ | [11 empty] | NMC | 803100 | 19035 | 2411140082 | 19035_2411140082 | Med-Surg Consumable | CLEANING SOLUTION 500ML (CLEAN A) 9831700 | - | LABORATORY INSTRUMENTATION | LABORATORY INSTRUMENTATION | - | - | - | Each | - | 160 | CONSUMABLES | - | - | - | - | ORTHOPAEDICS | - | Medical Equipment and Accessories and Supplies | Orthopedic surgical implants | Orthopedic trauma implants | Bone graft extender or void filler or substitute | - | Y | Y | Y | Y | - | - | - | - | - | Y | 4000 | - | - | Active | - | - | N | N | - | - | - | - | - | - | - | - | - | - | - | C1762 | C1762 | 44529.452349537 | [23 empty] | 41115810 Coagulation analyzer accessories or supplies |  |  |  |  | SOLUTION | CLEANING | ACL | CLEAN A | [5 empty] | 500ML | [8 empty] | https://www.biolab-srl.com/products/acl-cleaning-solution/ | [7 empty] | QC Completed | Production Completed
ESI | 006 |  | CHJ |  |  |  | CHJ | CHJ | Data Enrichment | CHJ | [11 empty] | NMC | 803161 | 21009 | 2411103512 | 21009_2411103512 | Med-Surg Consumable | KIT VIROLOGY TEST LS1318 DENGUE RAPID IGG/IGM 25T | - | LIFE SCIENCE | LS1318 | AL HILAL LAB & MEDICAL SUPPLIES | - | - | BOX | - | 160 | CONSUMABLES | - | - | - | - | STATIONERY | - | NMC-Default | Na | NA | NA | - | Y | Y | Y | Y | - | - | - | - | - | Y | 0.03 | - | - | Active | - | - | N | N | - | - | - | - | - | - | - | - | - | - | - | - | - | 44755.546712963 | [28 empty] | KIT | VIROLOGY TEST | [16 empty] | x | [7 empty] | QC Completed | Production Completed
ESI | 006 |  | CHJ |  |  |  | CHJ | CHJ | Data Enrichment | CHJ | [11 empty] | NMC | 803169 | 21034 | 2411102175 | 21034_2411102175 | Med-Surg Consumable | CARD IDENTIFICATION STREP B ANTIGEN TEST 20T | - | LIMINGBIO | LIMINGBIO | BIOIMMUN MEDICAL LAB.DIAG.LLC | - | - | BOX | - | 300 | CONSUMABLES | - | - | - | - | EXPENSES | - | Medical Equipment and Accessories and Supplies | Surgical products | Surgical implants and expanders and extenders and surgical wires and related products | Oral maxillofacial implants or sets | - | Y | Y | Y | Y | - | - | - | - | - | Y | 200 | - | - | Active | - | - | N | N | - | - | - | - | - | - | - | - | - | - | - | A4649 | A4649 | 44757.6497800926 | [23 empty] | 41116126 Immunology or serology test kits or supplies |  |  |  |  | CARD | IDENTIFICATION |  | STREP B ANTIGEN | [8 empty] | 20 TEST | [5 empty] | URL NOT FOUND | [7 empty] | QC Completed | Production Completed
ESI | 006 |  | CHJ |  |  |  | CHJ | CHJ | Data Enrichment | CHJ | [11 empty] | NMC | 803181 | 21084 | 2422924236 | 21084_2422924236 | Med-Surg Consumable | CHLORAMPHENICOL 30, # 9022 (PACK OF 5X50 DISCS)***MFR: LIOFILCHEM. ITALY | - | LIOFILCHEM | LIOFILCHEM | BIOIMMUN MEDICAL LAB.DIAG.LLC | - | - | PKT | - | 39 | CONSUMABLES | - | - | - | - | INSTRUMENT | - | NMC-Default | Na | NA | NA | - | Y | Y | Y | Y | - | - | - | - | - | Y | 607.6 | - | - | Active | - | - | N | N | - | - | - | - | - | - | - | - | - | - | - | - | - | 44761.3826967593 | [23 empty] | 41116131 Microbiology or bacteriology identification or sensitivity disks or panels |  |  |  |  | DISK | IDENTIFICATION |  | CHLORAMPHENICOL 30MC | [8 empty] | C | [5 empty] | https://www.liofilchem.com/products/liofilchem-products/category.html?classe=020 | [7 empty] | QC Completed | Production Completed
ESI | 006 |  | CHJ |  |  |  | CHJ | CHJ | Data Enrichment | CHJ | [11 empty] | NMC | 803184 | 21088 | 2422924234 | 21088_2422924234 | Med-Surg Consumable | CEFTAZIDIME 30, # 9019 (PACK OF 5X50 DISCS)***MFR: LIOFILCHEM. ITALY | - | LIOFILCHEM | LIOFILCHEM | BIOIMMUN MEDICAL LAB.DIAG.LLC | - | - | PKT | - | 39 | CONSUMABLES | - | - | - | - | OPERATION THEATRE | - | Medical Equipment and Accessories and Supplies | Surgical products | Surgical support supplies | Surgical support supplies | - | Y | Y | Y | Y | - | - | - | - | - | Y | 1867.5 | - | - | Active | - | - | N | N | - | - | - | - | - | - | - | - | - | - | - | A4649 | A4649 | 44761.5562037037 | [23 empty] | 41116131 Microbiology or bacteriology identification or sensitivity disks or panels |  |  |  |  | DISK | IDENTIFICATION |  | CEFTAZIDIME 30MC | [8 empty] | CAZ | [5 empty] | https://www.liofilchem.com/products/liofilchem-products/category.html?classe=020 | [7 empty] | QC Completed | Production Completed
ESI | 006 |  | CHJ |  |  |  | CHJ | CHJ | Data Enrichment | CHJ | [11 empty] | NMC | 803193 | 21097 | 2422922921 | 21097_2422922921 | Med-Surg Consumable | CLEANING SOLUTION,4/BOX # 9831700, 500ML ***MFR: IL,ITALY | - | LIOFILCHEM | LIOFILCHEM | HORIZON MEDICAL SUPPLIES | - | - | BOX | - | 720 | CONSUMABLES | - | - | - | - | CATHLAB | - | Medical Equipment and Accessories and Supplies | Medical diagnostic imaging and nuclear medicine products | Vascular imaging and interventional cardiology and cardiac catheterization lab products | Vascular coil | - | Y | Y | Y | Y | - | - | - | - | - | Y | 6600 | - | - | Active | - | - | N | N | - | - | - | - | - | - | - | - | - | - | - | A4649 | A4649 | 44761.7189351852 | [23 empty] | 41115810 Coagulation analyzer accessories or supplies |  |  |  |  | SOLUTION | CLEANING | ACL | CLEAN A | [14 empty] | https://www.biolab-srl.com/products/acl-cleaning-solution/ | [7 empty] | QC Completed | Production Completed
ESI | 006 |  | CHJ |  |  |  | CHJ | CHJ | Data Enrichment | CHJ | [11 empty] | NMC | 803316 | 21533 | 2ST0006478 | 21533_2ST0006478 | Med-Surg Consumable | CARD ADMISSION 4 COLOR EACH | - | LOCAL | - | EIFFEL PRINTING PRESS LLC | - | - | Each | - | 0.15 | STATIONERY | - | - | - | - | LABORATORY | - | Laboratory and Measuring and Observing and Testing Equipment | Measuring and observing and testing instruments | Manual test kits and quality controls and calibrators and standards | Microbiology or bacteriology test kits or supplies | - | Y | Y | Y | Y | - | - | - | - | - | Y | 54 | - | - | Active | - | - | Y | Y | - | - | - | - | - | - | - | - | - | - | - | A4649 | A4649 | 44806.5616782407 | [23 empty] | 14111800 Business use papers |  |  |  |  | CARD | ADMISSION | [10 empty] | 4 COLOR | [5 empty] | URL NOT FOUND | [7 empty] | QC Completed | Production Completed
ESI | 006 |  | CHJ |  |  |  | CHJ | CHJ | Data Enrichment | CHJ | [11 empty] | NMC | 803506 | 22670 | 2422925099 | 22670_2422925099 | Med-Surg Consumable | CELLULOID STRIPS 100/PKT MFR: MANI | - | MANI | MANI | SCORPIOS INTERNATIONAL LLC | - | - | BOX | - | 25 | CONSUMABLES | - | - | - | - | CATHLAB | - | Medical Equipment and Accessories and Supplies | Medical diagnostic imaging and nuclear medicine products | Vascular imaging and interventional cardiology and cardiac catheterization lab products | Angioplasty balloon catheter | - | Y | Y | Y | Y | - | - | - | - | - | Y | 5250 | - | - | Active | - | - | Y | Y | - | - | - | - | - | - | - | - | - | - | - | C1725 | C1725 | 44950.484525463 | [23 empty] | 42151660 Dental applicators or absorbents |  |  |  |  | STRIP | DENTAL |  | CELLULOID | [14 empty] | URL NOT FOUND | [7 empty] | QC Completed | Production Completed
ESI | 006 |  | CHJ |  |  |  | CHJ | CHJ | Data Enrichment | CHJ | [11 empty] | NMC | 803700 | 23305 | 2514400042 | 23305_2514400042 | Med-Surg Consumable | AGENT RADIOPHARMACEUTICAL TC-MR-16 MAG-3 KIT RENOSCINT 6 VIALS | - | MEDI RADIOPHARMA | TC-MR-16 | AL ZAHRAWI MEDICAL SERVICES CO. W.L.L. | - | - | KIT | - | 2350 | CONSUMABLES | - | - | - | - | ORTHOPEDIC | - | Medical Equipment and Accessories and Supplies | Orthopedic surgical implants | Orthopedic trauma implants | Bone plate | - | Y | Y | Y | Y | - | - | - | - | - | Y | 2511 | - | - | Active | - | - | N | N | - | - | - | - | - | - | - | - | - | - | - | C1713 | C1713 | 45027.5327546296 | [23 empty] | 51441608 Radiopharmaceutical preparation kit |  |  |  |  | KIT | RADIOPHARMACEUTICAL PREPARATION | RENOSCINT MAG3 | BETIATIDE | [13 empty] | AGENT | https://www.mediradiopharma.com/products | [7 empty] | QC Completed | Production Completed
ESI | 006 |  | CHJ |  |  |  | CHJ | CHJ | Data Enrichment | CHJ | [11 empty] | NMC | 803701 | 23306 | 2514400045 | 23306_2514400045 | Med-Surg Consumable | AGENT RADIOPHARMACEUTICAL TC-MR-2 MAKRO ALBUMON MAA 6 VIALS | - | MEDI RADIOPHARMA | TC-MR-2 | AL ZAHRAWI MEDICAL SERVICES CO. W.L.L. | - | - | KIT | - | 1281 | CONSUMABLES | - | - | - | - | ORTHOPEDIC | - | Medical Equipment and Accessories and Supplies | Orthopedic surgical implants | Orthopedic trauma implants | Bone screw | - | Y | Y | Y | Y | - | - | - | - | - | Y | 417.75 | - | - | Active | - | - | N | N | - | - | - | - | - | - | - | - | - | - | - | C1713 | C1713 | 45028.418125 | [23 empty] | 51441608 Radiopharmaceutical preparation kit |  |  |  |  | KIT | RADIOPHARMACEUTICAL PREPARATION |  | MAKRO-ALBUMON MAA | [13 empty] | AGENT | https://nuclearsupplies.co.nz/products/makro-albumon-hsa-maa | [7 empty] | QC Completed | Production Completed
ESI | 006 |  | CHJ |  |  |  | CHJ | CHJ | Data Enrichment | CHJ | [11 empty] | NMC | 803768 | 23550 | 2422801163 | 23550_2422801163 | Med-Surg Consumable | POWDER DISINFECTANT INSTRUMENT VIRUTON PULVER MEDISEPT 1KG | - | MEDISEPT | - | LINKAGE TRADING Co. LLC | - | - | EA | - | 350 | CONSUMABLES | - | - | - | - | ORTHOPAEDICS | - | Medical Equipment and Accessories and Supplies | Orthopedic surgical implants | Orthopedic trauma implants | Intramedullary nail or rod | - | Y | Y | Y | Y | - | - | - | - | - | Y | 3101.205 | - | - | Active | - | - | N | N | - | - | - | - | - | - | - | - | - | - | - | C1776 | C1776 | 45064.5117476852 | [23 empty] | 42281603 Medical device or instrument disinfectants |  |  |  |  | DISINFECTANT | INSTRUMENT | VIRUTON PULVER | [7 empty] | 1KG |  | POWDER | [5 empty] | URL NOT FOUND | [7 empty] | QC Completed | Production Completed
ESI | 006 |  | CHJ |  |  |  | CHJ | CHJ | Data Enrichment | CHJ | [11 empty] | NMC | 803790 | 23573 | 2422800589 | 23573_2422800589 | Med-Surg Consumable | DISINFECTANT AND STERILANT ENDOSCOPES ML02-0115 RAPICIDE PA HIGH LEVEL SET CONTAINS 2 PART A AND 2 PART B | - | MEDIVATORS | ML02-0115 | FOURMED MEDICAL SUPPLIES L.L.C | - | - | BOX | - | 1600 | CONSUMABLES | - | - | - | - | GENERAL ITEM | - | NMC-Default | Na | NA | NA | - | Y | Y | Y | Y | - | - | - | - | - | Y | 45 | - | - | Active | - | - | N | N | - | - | - | - | - | - | - | - | - | - | - | - | - | 45070.4561458333 | [23 empty] | 47131905 Spill kits |  |  |  |  | KIT | SPILL | RAPICIDE PA | [9 empty] | HIGH LEVEL SET |  |  |  |  | CONTAINS 2 PART A AND 2 PART B, STERILANT ENDOSCOPES | https://www.medivators.com/sites/default/files/minntech/documents/50098-649%20REV%20A.pdf | [7 empty] | QC Completed | Production Completed
ESI | 006 |  | CHJ |  |  |  | CHJ | CHJ | Data Enrichment | CHJ | [11 empty] | NMC | 803815 | 23622 | 2422911269 | 23622_2422911269 | Med-Surg Consumable | SOLUTION ANTIFOG NONFB100 WITH SPONGE AND FLUID BOX/20 | - | MEDLINE | NONFB100 | DUPHARM | - | - | EA | - | 5.85 | CONSUMABLES | - | - | - | - | INSTRUMENT | - | NMC-Default | Na | NA | NA | - | Y | Y | Y | Y | - | - | - | - | - | Y | 2250 | - | - | Active | - | - | N | N | - | - | - | - | - | - | - | - | - | - | - | - | - | 45077.9566087963 | [23 empty] | 42294937 Fog reduction devices for endoscopes or mirrors |  |  |  |  | SOLUTION | ANTI FOG | [10 empty] | WITH SPONGE, FLUID | [5 empty] | https://punchout.medline.com/product/Anti-Fog-Solution-and-Sponge/Eye-Protection/Z05-PF07394 | [7 empty] | QC Completed | Production Completed
ESI | 006 |  | CHJ |  |  |  | CHJ | CHJ | Data Enrichment | CHJ | [11 empty] | NMC | 804084 | 24437 | 2422800904 | 24437_2422800904 | Med-Surg Consumable | DISINFECTANT INSTRUMENT METRIZYME 10-4000 1 GALLON | - | METREX | 10-4000 | BIN ALI MEDICAL SUPPLIES LLC | - | - | Each | - | 145 | CONSUMABLES | - | - | - | - | ORTHOPAEDICS | - | Medical Equipment and Accessories and Supplies | Orthopedic surgical implants | Soft tissue fixation products | Suture anchor | - | Y | Y | Y | Y | - | - | - | - | - | Y | 1557.5 | - | - | Active | - | - | N | N | - | - | - | - | - | - | - | - | - | - | - | C1713 | C1713 | 45162.9859490741 | [28 empty] | DISINFECTANT | INSTRUMENT | METRIZYME | [6 empty] | 1GAL | [8 empty] | https://www.metrex.com/en-us/metrizyme | [7 empty] | QC Completed | Production Completed
ESI | 006 |  | CHJ |  |  |  | CHJ | CHJ | Data Enrichment | CHJ | [11 empty] | NMC | 804085 | 24438 | 2422800412 | 24438_2422800412 | Med-Surg Consumable | DISINFECTANT 10-4025 METRISPONGE | - | METREX | 10-4025 | BIN ALI MEDICAL SUPPLIES LLC | - | - | Each | - | 7 | CONSUMABLES | - | - | - | - | STATIONERY | - | NMC-Default | Na | NA | NA | - | Y | Y | Y | Y | - | - | - | - | - | Y | 145 | - | - | Active | - | - | N | N | - | - | - | - | - | - | - | - | - | - | - | - | - | 45163.4591087963 | [23 empty] | 42281704 Instrument cleaners or detergents |  |  |  |  | SPONGE | INSTRUMENT | METRISPONGE | [15 empty] | https://www.duralinesystems.com/MetriSponge-Pre-Saturated-Dual-Enzymatic-Sponge-p/c-ms-25.htm | [7 empty] | QC Completed | Production Completed
ESI | 006 |  | CHJ |  |  |  | CHJ | CHJ | Data Enrichment | CHJ | [11 empty] | NMC | 804088 | 24444 | 2422800599 | 24444_2422800599 | Med-Surg Consumable | DISINFECTANT INSTRUMENT METRICIDE OPA PLUS 3.8LTR | - | METREX | METREX | BIN ALI MEDICAL SUPPLIES LLC | - | - | Each | - | 180 | CONSUMABLES | - | - | - | - | CATHLAB | - | Medical Equipment and Accessories and Supplies | Medical diagnostic imaging and nuclear medicine products | Vascular imaging and interventional cardiology and cardiac catheterization lab products | Angioplasty balloon catheter | - | Y | Y | Y | Y | - | - | - | - | - | Y | 1350 | - | - | Active | - | - | Y | Y | - | - | - | - | - | - | - | - | - | - | - | C1731 | C1731 | 45163.5165277778 | [28 empty] | DISINFECTANT | INSTRUMENT | METRICIDE OPA PLUS | [6 empty] | 3.8LT | [8 empty] | URL NOT FOUND | [7 empty] | QC Completed | Production Completed
ESI | 006 |  | CHJ |  |  |  | CHJ | CHJ | Data Enrichment | CHJ | [11 empty] | NMC | 804203 | 24880 | 2411102150 | 24880_2411102150 | Med-Surg Consumable | CASSETTE MICROBIOLOGY TEST MO-804008 GIARDIA RAPID WITH POSITIVE CONTROL 20T | - | MONLAB | MO-804008 | BIOMED SUPPLY MEDICAL EQUIPMENT TRADING L.L.C | - | - | BOX | - | 295 | CONSUMABLES | - | - | - | - | ORTHOPEDIC | - | Medical Equipment and Accessories and Supplies | Orthopedic surgical implants | Soft tissue fixation products | Suture anchor | - | Y | Y | Y | Y | - | - | - | - | - | Y | 1550 | - | - | Active | - | - | N | N | - | - | - | - | - | - | - | - | - | - | - | C1713 | C1713 | 45195.367337963 | [23 empty] | 41116129 Microbiology or bacteriology test kits or supplies |  |  |  |  | CASSETTE | MICROBIOLOGY TEST |  | GIARDIA | [8 empty] | RAPID, WITH POSITIVE CONTROL, 20 TEST | [5 empty] | https://www.monlab.com/catalogos/general-ing/files/assets/basic-html/page7.html | [7 empty] | QC Completed | Production Completed
ESI | 006 |  | CHJ |  |  |  | CHJ | CHJ | Data Enrichment | CHJ | [11 empty] | NMC | 804343 | 25426 | 2411140012 | 25426_2411140012 | Med-Surg Consumable | CHLAMYDIA RAPID TEST WITH CONTROL (20 TEST/PACK) | - | N/A | - | AL ABBAR MEDICAL & SCIENTIFIC SUPPLIES. | - | - | BOX | - | 125 | CONSUMABLES | - | - | - | - | - | - | - | - | - | - | - | - | - | - | - | - | - | - | - | - | - | - | - | - | - | - | - | - | - | - | - | - | - | - | - | - | - | - | - | - | - | - | - | [23 empty] | 41116129 Microbiology or bacteriology test kits or supplies |  |  |  |  | KIT | MICROBIOLOGY TEST |  | CHLAMYDIA | [8 empty] | WITH CONTROL, RAPID, 20 TEST | [5 empty] | URL NOT FOUND | [7 empty] | QC Completed | Production Completed
ESI | 006 |  | CHJ |  |  |  | CHJ | CHJ | Data Enrichment | CHJ | [11 empty] | NMC | 804408 | 25515 | 2422924984 | 25515_2422924984 | Med-Surg Consumable | CLINITROL 290#3MA029 REFERENCE SOLUTION | - | N/A | - | AL HAYAT PHARMACEUTICALS | - | - | Each | - | 500 | CONSUMABLES | - | - | - | - | - | - | - | - | - | - | - | - | - | - | - | - | - | - | - | - | - | - | - | - | - | - | - | - | - | - | - | - | - | - | - | - | - | - | - | - | - | - | - | [23 empty] | 41115808 Chemistry analyzer accessories or supplies |  |  |  |  | SOLUTION | REFERENCE | CLINITROL 290 | [6 empty] | 2ML |  |  | AMPULE | [5 empty] | https://www.aicompanies.com/bioprocessing-osmometers/calibrators-controls/clinitrol-290-reference-solution/ | [7 empty] | QC Completed | Production Completed
ESI | 006 |  | CHJ |  |  |  | CHJ | CHJ | Data Enrichment | CHJ | [11 empty] | NMC | 804418 | 25537 | 2422924235 | 25537_2422924235 | Med-Surg Consumable | CEFTRIAXONE 30, # 9020 (PACK OF 5X50 DISCS)***MFR: LIOFILCHEM. ITALY | - | N/A | - | BIOIMMUN MEDICAL LAB.DIAG.LLC | - | - | PKT | - | 60.1 | CONSUMABLES | - | - | - | - | - | - | - | - | - | - | - | - | - | - | - | - | - | - | - | - | - | - | - | - | - | - | - | - | - | - | - | - | - | - | - | - | - | - | - | - | - | - | - | [23 empty] | 41116131 Microbiology or bacteriology identification or sensitivity disks or panels |  |  |  |  | DISK | IDENTIFICATION |  | CEFTRIAXONE 30MC | [8 empty] | CRO | [5 empty] | https://www.liofilchem.com/products/liofilchem-products/category.html?classe=020 | [7 empty] | QC Completed | Production Completed
ESI | 006 |  | CHJ |  |  |  | CHJ | CHJ | Data Enrichment | CHJ | [11 empty] | NMC | 804497 | 25652 | 2422924167 | 25652_2422924167 | Med-Surg Consumable | CHLORAXID 5.25% 200ML REF# DCHL5-L200* MFG:CERKAMED- POLAND | - | N/A | DCHL5-L200 | CITY PHARMACY CO. | - | - | Each | - | 85 | CONSUMABLES | - | - | - | - | - | - | - | - | - | - | - | - | - | - | - | - | - | - | - | - | - | - | - | - | - | - | - | - | - | - | - | - | - | - | - | - | - | - | - | - | - | - | - | [23 empty] | 42152900 Dental and subspecialty instrument and device accessories |  |  |  |  | SOLUTION | CLEANING | CHLORAXID | SODIUM HYPOCHLORITE 5.25% | [14 empty] | https://dentestore.com/Item/2225-DCHL5-L200/CERKAMED | [7 empty] | QC Completed | Production Completed
ESI | 006 |  | CHJ |  |  |  | CHJ | CHJ | Data Enrichment | CHJ | [11 empty] | NMC | 804521 | 25688 | 2422925268 | 25688_2422925268 | Med-Surg Consumable | ENTAMOEBA RAPID TEST DEVICE REF# 2090001 10TEST/KIT ***MFR: NADAL, GERMANY | - | NADAL | NADAL | AL ABBAR MEDICAL & SCIENTIFIC SUPPLIES. | - | - | KIT | - | 375 | CONSUMABLES | - | - | - | - | - | - | - | - | - | - | - | - | - | - | - | - | - | - | - | - | - | - | - | - | - | - | - | - | - | - | - | - | - | - | - | - | - | - | - | - | - | - | - | [23 empty] | 41116129 Microbiology or bacteriology test kits or supplies |  |  |  |  | KIT | MICROBIOLOGY TEST |  | ENTAMOEBA | [8 empty] | RAPID, 10 TEST |  |  |  |  | DEVICE | https://www.oxfordbiosystems.com/Portals/0/PDF/Infection%20Prevention%20and%20Control/NVM_Catalogue.pdf | [7 empty] | QC Completed | Production Completed
ESI | 006 |  | CHJ |  |  |  | CHJ | CHJ | Data Enrichment | CHJ | [11 empty] | NMC | 804611 | 25818 | 2505000034 | 25818_2505000034 | Med-Surg Consumable | ENERGY NUTRITIONAL PEPTAMEN VANILLA POWDER 430GM | - | NESTLE | NESTLE | NMC PHARMACY ,DIP | - | - | Each | - | 112 | CONSUMABLES | - | - | - | - | - | - | - | - | - | - | - | - | - | - | - | - | - | - | - | - | - | - | - | - | - | - | - | - | - | - | - | - | - | - | - | - | - | - | - | - | - | - | - | [23 empty] | 42231803 Adult disease specific supplemental formulas or bars or puddings |  |  |  |  | FORMULA | SUPPLEMENTAL | PEPTAMEN | [7 empty] | 430G |  | VANILLA POWDER |  |  |  |  | ENERGY NUTRITIONAL | URL NOT FOUND | [7 empty] | QC Completed | Production Completed
ESI | 006 |  | CHJ |  |  |  | CHJ | CHJ | Data Enrichment | CHJ | [11 empty] | NMC | 804612 | 25819 | 2505000041 | 25819_2505000041 | Med-Surg Consumable | ENERGY NUTRITIONAL PEPTAMEN ADULT POWDER 430GM | - | NESTLE | NESTLE | NMCSPHALN - OP PHARMACY | - | - | Each | - | 95.4 | CONSUMABLES | - | - | - | - | - | - | - | - | - | - | - | - | - | - | - | - | - | - | - | - | - | - | - | - | - | - | - | - | - | - | - | - | - | - | - | - | - | - | - | - | - | - | - | [23 empty] | 42231803 Adult disease specific supplemental formulas or bars or puddings |  |  |  |  | FORMULA | SUPPLEMENTAL | PEPTAMEN |  | ADULT | [5 empty] | 430G |  | POWDER |  |  |  |  | ENERGY NUTRITIONAL | URL NOT FOUND | [7 empty] | QC Completed | Production Completed
ESI | 006 |  | CHJ |  |  |  | CHJ | CHJ | Data Enrichment | CHJ | [11 empty] | NMC | 804766 | 26090 | 2421506199 | 26090_2421506199 | Med-Surg Consumable | POLISHER DENTAL P0301G SILICONE UNMOUNTED LARGE DISC WHITE 100's | - | NTI | P0301G | AL SAWARI PHARMA & MEDICAL EQUIP. STORE | - | - | PKT | - | 220 | CONSUMABLES | - | - | - | - | - | - | - | - | - | - | - | - | - | - | - | - | - | - | - | - | - | - | - | - | - | - | - | - | - | - | - | - | - | - | - | - | - | - | - | - | - | - | - | [23 empty] | 42151800 Dental fillers and finishing and polishing supplies |  |  |  |  | POLISHER | DENTAL |  | SILICONE |  |  | LARGE | [5 empty] | UNMOUNTED, DISC |  |  |  | WHITE |  | https://www.supplyclinic.com/items/nti-polisher-p0301g-white-100-per-packag-kerr-p0301g | [7 empty] | QC Completed | Production Completed
ESI | 006 |  | CHJ |  |  |  | CHJ | CHJ | Data Enrichment | CHJ | [11 empty] | NMC | 804830 | 26210 | 2422800282 | 26210_2422800282 | Med-Surg Consumable | DISINFECTANT K10024020 SURFACE ENDODET PERACETIC ACID DETERGENT 5L 3's | - | OLYMPUS | K10024020 | GULF DRUG LLC | - | - | BOX | - | 2092 | CONSUMABLES | - | - | - | - | - | - | - | - | - | - | - | - | - | - | - | - | - | - | - | - | - | - | - | - | - | - | - | - | - | - | - | - | - | - | - | - | - | - | - | - | - | - | - | [23 empty] | 42281704 Instrument cleaners or detergents |  |  |  |  | DETERGENT | INSTRUMENT | ENDODET | PERACETIC ACID | [5 empty] | 5LT | [8 empty] | URL NOT FOUND | [7 empty] | QC Completed | Production Completed
ESI | 006 |  | CHJ |  |  |  | CHJ | CHJ | Data Enrichment | CHJ | [11 empty] | NMC | 804831 | 26211 | 2422800248 | 26211_2422800248 | Med-Surg Consumable | DISINFECTANT K10024021 SURFACE ENDOACT PERACETIC ACID ACTIVATOR, 5L X 3/BOX | - | OLYMPUS | K10024021 | GULF DRUG LLC | - | - | BOX | - | 1802 | CONSUMABLES | - | - | - | - | - | - | - | - | - | - | - | - | - | - | - | - | - | - | - | - | - | - | - | - | - | - | - | - | - | - | - | - | - | - | - | - | - | - | - | - | - | - | - | [23 empty] | 42281704 Instrument cleaners or detergents |  |  |  |  | DETERGENT | INSTRUMENT | ENDOACT | PERACETIC ACID | [5 empty] | 5LT |  |  | ACTIVATOR | [5 empty] | URL NOT FOUND | [7 empty] | QC Completed | Production Completed
ESI | 006 |  | CHJ |  |  |  | CHJ | CHJ | Data Enrichment | CHJ | [11 empty] | NMC | 805294 | 28999 | 2512400029 | 28999_2512400029 | Med-Surg Consumable | PLATELET RICH PLASMA NORMAL KIT FOR FACE 4 TUBES IN KIT WITH EXCLUSIVE ACTIVATOR | - | PROMOITALIA | PROMOITALIA | RX MEDICAL SUPPLIES FZE | - | - | KIT | - | 880 | CONSUMABLES | - | - | - | - | - | - | - | - | - | - | - | - | - | - | - | - | - | - | - | - | - | - | - | - | - | - | - | - | - | - | - | - | - | - | - | - | - | - | - | - | - | - | - | [23 empty] | 41116108 Coagulation test kits or supplies |  |  |  |  | KIT | COAGULATION TEST |  | PLATELET RICH PLASMA | [8 empty] | NORMAL, FOR FACE 4 TUBE, WITH EXCLUSIVE ACTIVATOR | [5 empty] | URL NOT FOUND | [7 empty] | QC Completed | Production Completed
ESI | 006 |  | CHJ |  |  |  | CHJ | CHJ | Data Enrichment | CHJ | [11 empty] | NMC | 805295 | 29000 | 2512400030 | 29000_2512400030 | Med-Surg Consumable | PLATELET RICH PLASMA BIOTIN KIT FOR HAIR 4 TUBES IN KIT WITH EXCLUSIVE ACTIVATOR | - | PROMOITALIA | PROMOITALIA | RX MEDICAL SUPPLIES FZE | - | - | KIT | - | 1000 | CONSUMABLES | - | - | - | - | - | - | - | - | - | - | - | - | - | - | - | - | - | - | - | - | - | - | - | - | - | - | - | - | - | - | - | - | - | - | - | - | - | - | - | - | - | - | - | [23 empty] | 41116108 Coagulation test kits or supplies |  |  |  |  | KIT | COAGULATION TEST |  | PLATELET RICH PLASMA BIOTIN | [8 empty] | FOR HAIR 4 TUBE, WITH EXCLUSIVE ACTIVATOR | [5 empty] | URL NOT FOUND | [7 empty] | QC Completed | Production Completed
ESI | 006 |  | CHJ |  |  |  | CHJ | CHJ | Data Enrichment | CHJ | [11 empty] | NMC | 805574 | 29935 | 2422922225 | 29935_2422922225 | Med-Surg Consumable | SOLUSET I.V SET 100X60 ABOTT REF#4965-98 (NEW REF#SS-3068) | - | ROMSONS | ROMSON | ROYAL CARE MEDICAL EQUIP. TRDG | - | - | BOX | - | 350 | CONSUMABLES | - | - | - | - | - | - | - | - | - | - | - | - | - | - | - | - | - | - | - | - | - | - | - | - | - | - | - | - | - | - | - | - | - | - | - | - | - | - | - | - | - | - | - | [23 empty] | 42221609 Intravenous or arterial tubing administration sets |  |  |  |  | SOLUTION | INTRAVENOUS | [16 empty] | URL NOT FOUND | [7 empty] | QC Completed | Production Completed
ESI | 006 |  | CHJ |  |  |  | CHJ | CHJ | Data Enrichment | CHJ | [11 empty] | NMC | 805759 | 30273 | 2421400688 | 30273_2421400688 | Med-Surg Consumable | CLEANER SUCTION DEVICE SM0009 ASPIRMATIC 2% DISINFECTANT AND CARE 2 LTR | - | SCHULKE | SM0009 | PHARMA WORLD LLC | - | - | Each | - | 155 | CONSUMABLES | - | - | - | - | - | - | - | - | - | - | - | - | - | - | - | - | - | - | - | - | - | - | - | - | - | - | - | - | - | - | - | - | - | - | - | - | - | - | - | - | - | - | - | [23 empty] | 47131800 Cleaning and disinfecting solutions |  |  |  |  | CLEANER | SUCTION | ASPIRMATIC | [6 empty] | 2LT | [7 empty] | 0.02 | URL NOT FOUND | [7 empty] | QC Completed | Production Completed
ESI | 006 |  | CHJ |  |  |  | CHJ | CHJ | Data Enrichment | CHJ | [11 empty] | NMC | 805760 | 30274 | 2421507969 | 30274_2421507969 | Med-Surg Consumable | CLEANER SUCTION BOS9809 BOSSKLEIN DAILY ASPIRATOR AND DISINFECTANT 5 LTR | - | SCHULKE | SM0009 | AL ARABIA MEDICAL SURGICAL EQUIPMENT TRADING LLC. | - | - | Each | - | 140 | CONSUMABLES | - | - | - | - | - | - | - | - | - | - | - | - | - | - | - | - | - | - | - | - | - | - | - | - | - | - | - | - | - | - | - | - | - | - | - | - | - | - | - | - | - | - | - | [23 empty] | 47131800 Cleaning and disinfecting solutions |  |  |  |  | CLEANER | SUCTION | BOSSKLEIN | [6 empty] | 5LT |  |  | DAILY ASPIRATOR | [5 empty] | https://www.bfmulholland.com/budget-range-c5/bossklein-weekly-suction-cleaner-disinfectant-5l-bos9809-p2489 | [7 empty] | QC Completed | Production Completed
ESI | 006 |  | CHJ |  |  |  | CHJ | CHJ | Data Enrichment | CHJ | [11 empty] | NMC | 805761 | 30275 | 2422800435 | 30275_2422800435 | Med-Surg Consumable | DISINFECTANT INSTRUMENT SM0013 ROTASEPT 2LTR | - | SCHULKE | SM0013 | PHARMA WORLD LLC | - | - | Each | - | 90 | CONSUMABLES | - | - | - | - | - | - | - | - | - | - | - | - | - | - | - | - | - | - | - | - | - | - | - | - | - | - | - | - | - | - | - | - | - | - | - | - | - | - | - | - | - | - | - | [28 empty] | DISINFECTANT | INSTRUMENT | ROTASEPT | [6 empty] | 2LT | [8 empty] | URL NOT FOUND | [7 empty] | QC Completed | Production Completed
ESI | 006 |  | CHJ |  |  |  | CHJ | CHJ | Data Enrichment | CHJ | [11 empty] | NMC | 806015 | 31284 | 2411105044 | 31284_2411105044 | Med-Surg Consumable | SOLUTION ANALYSER 10385231 PROBE WASH CLEANING MODULE IMMULITE 2000 XPI 200ML | - | SIEMENS HEALTHCARE | 10385231 | PURE HEALTH MEDICAL SUPPLIES L.L.C. | - | - | BOX | - | 0 | CONSUMABLES | - | - | - | - | - | - | - | - | - | - | - | - | - | - | - | - | - | - | - | - | - | - | - | - | - | - | - | - | - | - | - | - | - | - | - | - | - | - | - | - | - | - | - | [23 empty] | 41115820 Immunology analyzer accessories or supplies |  |  |  |  | SOLUTION | PROBE WASH | IMMULITE 2000 XPI | [6 empty] | 200ML |  |  | MODULE |  |  |  |  | ANALYZER | https://mms.mckesson.com/product/769336/Siemens-10385231 | [7 empty] | QC Completed | Production Completed
ESI | 006 |  | CHJ |  |  |  | CHJ | CHJ | Data Enrichment | CHJ | [11 empty] | NMC | 806207 | 31930 | 2422923619 | 31930_2422923619 | Med-Surg Consumable | CHECK STRIPS,POSITIVE & NEGATIVE CONTROL #11UC11 FOR URINE ANALYZER,25TEST/KIT,MFR***SPINREACT | - | SPINREACT | 11UC11 | GLOBAL MEDICAL SURG. EQPT.TRDG | - | - | KIT | - | 420 | CONSUMABLES | - | - | - | - | - | - | - | - | - | - | - | - | - | - | - | - | - | - | - | - | - | - | - | - | - | - | - | - | - | - | - | - | - | - | - | - | - | - | - | - | - | - | - | [23 empty] | 41116138 Urinalysis test strips |  |  |  |  | STRIP | URINALYSIS TEST | [10 empty] | POSITIVE, NEGATIVE CONTROL, 25TEST, FOR URINE ANALYZER | [5 empty] | URL NOT FOUND | [7 empty] | QC Completed | Production Completed
ESI | 006 |  | CHJ |  |  |  | CHJ | CHJ | Data Enrichment | CHJ | [11 empty] | NMC | 806351 | 32173 | 2422801143 | 32173_2422801143 | Med-Surg Consumable | [INACTIVE]REEL STERILIZATION SVTR-100 TYVEK 300 MM X 100 MTR WITH PLASMA INDICATOR | - | STERIVIC | SVTR-100 | WELLMED MEDICAL EQUIPMENT TRADING | - | - | Each | - | 145 | CONSUMABLES | - | - | - | - | - | - | - | - | - | - | - | - | - | - | - | - | - | - | - | - | - | - | - | - | - | - | - | - | - | - | - | - | - | - | - | - | - | - | - | - | - | - | - | [23 empty] | 42281915 Sterilization reels |  |  |  |  | REEL | STERILIZATION | TYVEK |  |  |  |  | 100MMX100MR |  |  |  |  | WITH PLASMA INDICATOR | [5 empty] | https://www.sterivic.com/contents/products/sterilization%20packaging/tyvek_sterilization_roll.html?__r=8343 | [7 empty] | QC Completed | Production Completed
ESI | 006 |  | CHJ |  |  |  | CHJ | CHJ | Data Enrichment | CHJ | [11 empty] | NMC | 806456 | 32631 | 2422801168 | 32631_2422801168 | Med-Surg Consumable | DISINFECTANT SCPPA050 MULTI-5 HIGH LEVEL ENDODET PERACETIC ACID 5LTR | - | SWISS CHEMI | SCPPA050 | AL SHIRAWI HEALTHCARE SOLUTIONS L.L.C | - | - | EA | - | 715 | CONSUMABLES | - | - | - | - | - | - | - | - | - | - | - | - | - | - | - | - | - | - | - | - | - | - | - | - | - | - | - | - | - | - | - | - | - | - | - | - | - | - | - | - | - | - | - | [23 empty] | 42281704 Instrument cleaners or detergents |  |  |  |  | DETERGENT | INSTRUMENT | ENDODET | PERACETIC ACID | [5 empty] | 5LT |  |  | MULTI-5, HIGH LEVEL | [5 empty] | URL NOT FOUND | [7 empty] | QC Completed | Production Completed
ESI | 006 |  | CHJ |  |  |  | CHJ | CHJ | Data Enrichment | CHJ | [11 empty] | NMC | 806503 | 32859 | 2423203723 | 32859_2423203723 | Med-Surg Consumable | SET INSTRUMENT 50131189 SPINE PIPELINE LOAN CHARGE | - | SYNTHES | 50131189 | SYNTHES MEDICAL SURGICAL EQUIPMENTS & INTRUMENTS TRDG.LLC | - | - | Each | - | 1545 | CONSUMABLES | - | - | - | - | - | - | - | - | - | - | - | - | - | - | - | - | - | - | - | - | - | - | - | - | - | - | - | - | - | - | - | - | - | - | - | - | - | - | - | - | - | - | - | [23 empty] | 42294219 Orthopedic surgical instrument sets |  |  |  |  | SET | INSTRUMENT | [9 empty] | SPINE | PIPLINE, LOAN CHARGE | [5 empty] | URL NOT FOUND | [7 empty] | QC Completed | Production Completed
ESI | 006 |  | CHJ |  |  |  | CHJ | CHJ | Data Enrichment | CHJ | [11 empty] | NMC | 800899 | 4640 | 2505000007 | 4640_2505000007 | Med-Surg Consumable | ENERGY NUTRITIONAL GLUCERNA SR VANILLA LIQUID 230ML | - | ABBOTT | ABBOTT | CITY PHARMACY CO. | - | - | Each | - | 6.67 | CONSUMABLES | - | - | - | - | GENERAL MEDICAL CONSUMABLES | - | Medical Equipment and Accessories and Supplies | Patient exam and monitoring products | Blood pressure units and related products | Blood pressure cuff or bladder | - | Y | Y | Y | Y | - | - | - | - | - | Y | 300 | - | - | Active | - | - | N | N | - | - | - | - | - | - | - | - | - | - | - | A4663 | A4663 | 42193.4097453704 | [23 empty] | 42231803 Adult disease specific supplemental formulas or bars or puddings |  |  |  |  | FORMULA | SUPPLEMENTAL | GLUCERNA SR | [6 empty] | 230ML |  |  | VANILLA, LIQUID |  |  |  |  | ENERGY NUTRITIONAL | URL NOT FOUND | [7 empty] | QC Completed | Production Completed
ESI | 006 |  | CHJ |  |  |  | CHJ | CHJ | Data Enrichment | CHJ | [11 empty] | NMC | 800900 | 4641 | 2505000008 | 4641_2505000008 | Med-Surg Consumable | ENERGY NUTRITIONAL NEPRO LOWER PROTEIN 220ML | - | ABBOTT | ABBOTT | CITY PHARMACY CO. | - | - | Each | - | 9.78 | CONSUMABLES | - | - | - | - | DIALYSIS | - | Musical Instruments and Games and Toys and Arts and Crafts and Educational Equipment and Materials and Accessories and Supplies | Developmental and professional teaching aids and materials and accessories and supplies | Water testing and conservation and ecology | Water testing and sampling kits | - | Y | Y | Y | Y | - | - | - | - | - | Y | 180 | - | - | Active | - | - | N | N | - | - | - | - | - | - | - | - | - | - | - | A4649 | A4649 | 42193.4199537037 | [23 empty] | 42231803 Adult disease specific supplemental formulas or bars or puddings |  |  |  |  | FORMULA | SUPPLEMENTAL | NEPRO LP | [6 empty] | 220ML | [7 empty] | ENERGY NUTRITIONAL | URL NOT FOUND | [7 empty] | QC Completed | Production Completed
ESI | 006 |  | CHJ |  |  |  | CHJ | CHJ | Data Enrichment | CHJ | [11 empty] | NMC | 800901 | 4642 | 2505000009 | 4642_2505000009 | Med-Surg Consumable | ENERGY NUTRITIONAL NEPRO HIGHER PROTEIN 220ML | - | ABBOTT | ABBOTT | CITY PHARMACY CO. | - | - | Each | - | 9.78 | CONSUMABLES | - | - | - | - | ANESTHESIA & RESPIRATORY | - | NMC-Default Category | Na | NA | NA | - | Y | Y | Y | Y | - | - | - | - | - | Y | 28 | - | - | Active | - | - | N | N | - | - | - | - | - | - | - | - | - | - | - | A4649 | A4649 | 42193.4412615741 | [23 empty] | 42231803 Adult disease specific supplemental formulas or bars or puddings |  |  |  |  | FORMULA | SUPPLEMENTAL | NEPRO HP | [6 empty] | 220ML | [7 empty] | ENERGY NUTRITIONAL | URL NOT FOUND | [7 empty] | QC Completed | Production Completed
ESI | 006 |  | CHJ |  |  |  | CHJ | CHJ | Data Enrichment | CHJ | [11 empty] | NMC | 800902 | 4643 | 2505000010 | 4643_2505000010 | Med-Surg Consumable | ENERGY NUTRITIONAL ABOUND POWDER SACHET 30's | - | ABBOTT | ABBOTT | NMC PHARMACY ,DIP | - | - | BOX | - | 532.8 | CONSUMABLES | - | - | - | - | DENTAL | - | Medical Equipment and Accessories and Supplies | Dental equipment and supplies | Dental and subspecialty instruments and devices | Bands for dental matrix | - | Y | Y | Y | Y | - | - | - | - | - | Y | 1434 | - | - | Active | - | - | N | N | - | - | - | - | - | - | - | - | - | - | - | A4649 | A4649 | 42194.5217939815 | [23 empty] | 42231803 Adult disease specific supplemental formulas or bars or puddings |  |  |  |  | FORMULA | SUPPLEMENTAL | ABOUND | [9 empty] | POWDER, SACHET |  |  |  |  | ENERGY NUTRITIONAL | URL NOT FOUND | [7 empty] | QC Completed | Production Completed
ESI | 006 |  | CHJ |  |  |  | CHJ | CHJ | Data Enrichment | CHJ | [11 empty] | NMC | 800903 | 4644 | 2505000012 | 4644_2505000012 | Med-Surg Consumable | ENERGY NUTRITIONAL JEVITY LIQUID 237ML | - | ABBOTT | ABBOTT | AL ZAHRA SHARJAH - PHARMACY | - | - | Each | - | 10 | CONSUMABLES | - | - | - | - | LABORATORY | - | Laboratory and Measuring and Observing and Testing Equipment | Measuring and observing and testing instruments | Manual test kits and quality controls and calibrators and standards | Histology reagents or solutions or stains | - | Y | Y | Y | Y | - | - | - | - | - | Y | 4420 | - | - | Active | - | - | Y | Y | - | - | - | - | - | - | - | - | - | - | - | A4649 | A4649 | 42197.4137615741 | [23 empty] | 42231803 Adult disease specific supplemental formulas or bars or puddings |  |  |  |  | FORMULA | SUPPLEMENTAL | JEVITY | [6 empty] | 237ML |  |  | LIQUID |  |  |  |  | ENERGY NUTRITIONAL | URL NOT FOUND | [7 empty] | QC Completed | Production Completed
ESI | 006 |  | CHJ |  |  |  | CHJ | CHJ | Data Enrichment | CHJ | [11 empty] | NMC | 800920 | 4844 | 2411102224 | 4844_2411102224 | Med-Surg Consumable | KIT VIROLOGY TEST ABN0118 INFLUENZA A & B RAPID TEST CASSETTE 20T | - | ABON | ABN0118 | AL ABBAR MEDICAL & SCIENTIFIC SUPPLIES. | - | - | BOX | - | 260 | CONSUMABLES | - | - | - | - | SUTURE | - | Medical Equipment and Accessories and Supplies | Wound care products | Suture and related products | Suture | - | Y | Y | Y | Y | - | - | - | - | - | Y | 523 | - | - | Active | - | - | Y | Y | - | - | - | - | - | - | - | - | - | - | - | A4649 | A4649 | 42264.7009606482 | [23 empty] | 41116144 Virology test kits or supplies |  |  |  |  | KIT | VIROLOGY TEST |  | INFLUENZA A & B RAPID | [8 empty] | CASSETTE, 20 TEST | [5 empty] | URL NOT FOUND | [7 empty] | QC Completed | Production Completed
ESI | 006 |  | CHJ |  |  |  | CHJ | CHJ | Data Enrichment | CHJ | [11 empty] | NMC | 800921 | 4845 | 2411101545 | 4845_2411101545 | Med-Surg Consumable | CARD IDENTIFICATION 502 STREPTOCOCCAL A WITH CONTROL 20 TEST | - | ABON | ABON | AL ABBAR MEDICAL & SCIENTIFIC SUPPLIES. | - | - | BOX | - | 70 | CONSUMABLES | - | - | - | - | LABORATORY | - | Laboratory and Measuring and Observing and Testing Equipment | Laboratory and scientific equipment | Microorganism propagation and transformation media and kits and equipment | Microorganism propagation and transformation media and kits and equipment | - | Y | Y | Y | Y | - | - | - | - | - | Y | 900 | - | - | Active | - | - | Y | Y | - | - | - | - | - | - | - | - | - | - | - | A4649 | A4649 | 42267.459212963 | [23 empty] | 41116129 Microbiology or bacteriology test kits or supplies |  |  |  |  | CARD | IDENTIFICATION |  | STREPTOCOCCAL A | [8 empty] | WITH CONTROL, 20 TEST | [5 empty] | https://maxanim.com/rapid-tests/strep-a-rapid-test-cassette-control-line-in-red-ist-502/ | [7 empty] | QC Completed | Production Completed
ESI | 006 |  | CHJ |  |  |  | CHJ | CHJ | Data Enrichment | CHJ | [11 empty] | NMC | 800938 | 4898 | 2422800829 | 4898_2422800829 | Med-Surg Consumable | DISINFECTANT INSTRUMENT ACTOSED OPA SOLUTION 5LTR | - | ACTO GMBH | ACTO GMBH | YORK MEDICAL EQUIP. TR LLC | - | - | Each | - | 230 | CONSUMABLES | - | - | - | - | DENTAL | - | Medical Equipment and Accessories and Supplies | Dental equipment and supplies | Dental and subspecialty instruments and devices | Dental burnishers | - | Y | Y | Y | Y | - | - | - | - | - | Y | 15 | - | - | Active | - | - | N | N | - | - | - | - | - | - | - | - | - | - | - | A4649 | A4649 | 42288.7195717593 | [23 empty] | 42281603 Medical device or instrument disinfectants |  |  |  |  | DISINFECTANT | INSTRUMENT | ACTOSED OPA | [6 empty] | 5L | [7 empty] | SOLUTION | URL NOT FOUND | [7 empty] | QC Completed | Production Completed
ESI | 006 |  | CHJ |  |  |  | CHJ | CHJ | Data Enrichment | CHJ | [11 empty] | NMC | 800939 | 4899 | 2422800830 | 4899_2422800830 | Med-Surg Consumable | DISINFECTANT INSTRUMENT ACTOCLEAN FLUSSIG SOLUTION 5LTR | - | ACTO GMBH | ACTO GMBH | YORK MEDICAL EQUIP. TR LLC | - | - | Each | - | 175 | CONSUMABLES | - | - | - | - | LABORATORY | - | Laboratory and Measuring and Observing and Testing Equipment | Measuring and observing and testing instruments | Manual test kits and quality controls and calibrators and standards | Chemistry reagents or solutions | - | Y | Y | Y | Y | - | - | - | - | - | Y | 85 | - | - | Active | - | - | Y | Y | - | - | - | - | - | - | - | - | - | - | - | A4649 | A4649 | 42288.723912037 | [23 empty] | 42281603 Medical device or instrument disinfectants |  |  |  |  | CLEANER | INSTRUMENT | ACTOCLEAN FLUSSIG | [6 empty] | 5L | [7 empty] | SOLUTION | URL NOT FOUND | [7 empty] | QC Completed | Production Completed
ESI | 006 |  | CHJ |  |  |  | CHJ | CHJ | Data Enrichment | CHJ | [11 empty] | NMC | 800940 | 4900 | 2514700008 | 4900_2514700008 | Med-Surg Consumable | DISINFECTANT HAND AND SKIN ACTODERMANOL ANTISEPTIC ACTO 500 ML | - | ACTO GMBH | ACTO GMBH | AL JAWAHIR MEDICAL SUPPLIES LLC | - | - | Each | - | 16 | CONSUMABLES | - | - | - | - | GENERAL MEDICAL CONSUMABLES | - | Medical Equipment and Accessories and Supplies | Wound care products | Medical tissue closure and related products | Medical staple or clip removers | - | Y | Y | Y | Y | - | - | - | - | - | Y | 3.25 | - | - | Active | - | - | N | N | - | - | - | - | - | - | - | - | - | - | - | A4649 | A4649 | 42291.4438888889 | [23 empty] | 53131626 Hand sanitizer |  |  |  |  | SANITIZER | HAND | ACTODERMANOL | [6 empty] | 500ML | [7 empty] | ANTISEPTIC, DISINFECTANT, SKIN | URL NOT FOUND | [7 empty] | QC Completed | Production Completed
ESI | 006 |  | CHJ |  |  |  | CHJ | CHJ | Data Enrichment | CHJ | [11 empty] | NMC | 800941 | 4901 | 2422801010 | 4901_2422801010 | Med-Surg Consumable | DETERGENT INSTRUMENT ACTOTON ALKALINE CLEANING SOLUTION 5LTR | - | ACTO GMBH | ACTO GMBH | AL FAYAH Trdg. LLC | - | - | Each | - | 235 | CONSUMABLES | - | - | - | - | NEUROLOGY | - | Medical Equipment and Accessories and Supplies | Surgical products | Surgical support supplies | Surgical support supplies | - | Y | Y | Y | Y | - | - | - | - | - | Y | 8280 | - | - | Active | - | - | N | N | - | - | - | - | - | - | - | - | - | - | - | A4649 | A4649 | 42291.4539930556 | [23 empty] | 42281704 Instrument cleaners or detergents |  |  |  |  | SOLUTION | CLEANING | ACTOTON A | ALKALINE | [5 empty] | 5LT | [7 empty] | DETERGENT | URL NOT FOUND | [7 empty] | QC Completed | Production Completed
ESI | 006 |  | CHJ |  |  |  | CHJ | CHJ | Data Enrichment | CHJ | [11 empty] | NMC | 800942 | 4902 | 2422801041 | 4902_2422801041 | Med-Surg Consumable | DISINFECTANT INSTRUMENT ACTOTONC RINSE NEUTRALIZATION SOLUTION 5LTR | - | ACTO GMBH | ACTO GMBH | AL FAYAH Trdg. LLC | - | - | Each | - | 365 | CONSUMABLES | - | - | - | - | ANESTHESIA & RESPIRATORY | - | Medical Equipment and Accessories and Supplies | Patient care and treatment products and supplies | Medical suction and vacuum products | Medical suction cannulas or tubes or accessories | - | Y | Y | Y | Y | - | - | - | - | - | Y | 1296 | - | - | Active | - | - | N | N | - | - | - | - | - | - | - | - | - | - | - | A7000 | 0 | 42291.4722337963 | [23 empty] | 42281603 Medical device or instrument disinfectants |  |  |  |  | SOLUTION | NEUTRALIZATION | ACTOTONC | [6 empty] | 5L |  |  | RINSE | [5 empty] | URL NOT FOUND | [7 empty] | QC Completed | Production Completed
ESI | 006 |  | CHJ |  |  |  | CHJ | CHJ | Data Enrichment | CHJ | [11 empty] | NMC | 800953 | 5257 | 2422902378 | 5257_2422902378 | Med-Surg Consumable | AGENT VISCOELASTIC PROVISC SODIUM HYALURONATE 0.85 ML | - | ALCON | ALCON LABORATORIES, INC. | MODERN PHARMACEUTICAL CO. | - | - | Each | - | 126.62 | CONSUMABLES | - | - | - | - | CATHLAB | - | Medical Equipment and Accessories and Supplies | Medical diagnostic imaging and nuclear medicine products | Vascular imaging and interventional cardiology and cardiac catheterization lab products | Angioplasty balloon catheter | - | Y | Y | Y | Y | - | - | - | - | - | Y | 3100 | - | - | Active | - | - | Y | Y | - | - | - | - | - | - | - | - | - | - | - | C1759 | C1726 | 42429.4464351852 | [23 empty] | 51202002 Hyaluronan or hyaluronate or hyaluronic acid |  |  |  |  | AGENT | VISCOELASTIC | PROVISC | SODIUM HYALURONATE | [5 empty] | 0.85ML | [8 empty] | URL NOT FOUND | [7 empty] | QC Completed | Production Completed
ESI | 006 |  | CHJ |  |  |  | CHJ | CHJ | Data Enrichment | CHJ | [11 empty] | NMC | 800955 | 5316 | 2422906019 | 5316_2422906019 | Med-Surg Consumable | AGENT VISCOELASTIC M020106 PROVISC SODIUM HYALURONATE 0.55 ML | - | ALCON | M020106 | MODERN PHARMACEUTICAL CO. | - | - | Each | - | 113.95 | CONSUMABLES | - | - | - | - | OPERATION THEATRE | - | Medical Equipment and Accessories and Supplies | Wound care products | Exogenous topical hemostatic agents | Oxidized cellulose or polysaccharide based hemostatic products | - | Y | Y | Y | Y | - | - | - | - | - | Y | 5900 | - | - | Active | - | - | N | N | - | - | - | - | - | - | - | - | - | - | - | A4649 | A4649 | 42449.8264467593 | [23 empty] | 51202002 Hyaluronan or hyaluronate or hyaluronic acid |  |  |  |  | AGENT | VISCOELASTIC | PROVISC | SODIUM HYALURONATE | [5 empty] | 0.55ML | [8 empty] | URL NOT FOUND | [7 empty] | QC Completed | Production Completed
ESI | 006 |  | CHJ |  |  |  | CHJ | CHJ | Data Enrichment | CHJ | [11 empty] | NMC | 800958 | 5466 | 2411101833 | 5466_2411101833 | Med-Surg Consumable | ETHYL ACETATE 033-44 500ML | - | ALPHA TECH | 033-44 | BIOIMMUN MEDICAL LAB.DIAG.LLC | - | - | Each | - | 179 | CONSUMABLES | - | - | - | - | STATIONERY | - | NMC-Default | Na | NA | NA | - | Y | Y | Y | Y | - | - | - | - | - | Y | 7.5 | - | - | Active | - | - | N | N | - | - | - | - | - | - | - | - | - | - | - | - | - | 42471.6940856481 | [23 empty] | 12352200 Biochemicals |  |  |  |  | CHEMICAL | LABORATORY |  | ETHYL ACETATE | [5 empty] | 500ML | [8 empty] | URL NOT FOUND | [7 empty] | QC Completed | Production Completed
ESI | 006 |  | CHJ |  |  |  | CHJ | CHJ | Data Enrichment | CHJ | [11 empty] | NMC | 800982 | 5655 | 2422800859 | 5655_2422800859 | Med-Surg Consumable | DISINFECTANT INSTRUMENT PERASAFE RELY+ON LANXESS 81GM 24's | - | ANTECH | ANTECH | METROPOLITAN MEDICAL MARKETING LLC | - | - | BOX | - | 745 | CONSUMABLES | - | - | - | - | OPERATION THEATRE | - | Medical Equipment and Accessories and Supplies | Surgical products | Surgical support supplies | Surgical support supplies | - | Y | Y | Y | Y | - | - | - | - | - | Y | 350 | - | - | Active | - | - | N | N | - | - | - | - | - | - | - | - | - | - | - | A4649 | A4649 | 42499.5517939815 | [23 empty] | 42281603 Medical device or instrument disinfectants |  |  |  |  | DISINFECTANT | INSTRUMENT | PERASAFE, RELY+ON | [7 empty] | 81GM | [7 empty] | URL NOT FOUND | [7 empty] | QC Completed | Production Completed
ESI | 006 |  | CHJ |  |  |  | CHJ | CHJ | Data Enrichment | CHJ | [11 empty] | NMC | 800994 | 5704 | 2411000687 | 5704_2411000687 | Med-Surg Consumable | SET ESR 1760200 AQUISEL P-3 TUBE WITH PIPETTE 200's | - | AQUISEL | 1760200 | Al Shaan Medical Equipment Tr LLC | - | - | BOX | - | 145 | CONSUMABLES | - | - | - | - | DENTAL | - | Medical Equipment and Accessories and Supplies | Dental equipment and supplies | Dental materials | Dental restorative compounds | - | Y | Y | Y | Y | - | - | - | - | - | Y | 205 | - | - | Active | - | - | N | N | - | - | - | - | - | - | - | - | - | - | - | A4649 | D2999 | 42508.6514814815 | [23 empty] | 41131909 Erythrocyte sedimentation rate test |  |  |  |  | SET | ESR | [10 empty] | P-3, TUBE, WITH PIPETTE | [5 empty] | https://grupo-selecta.com/wp-content/uploads/12-division-analitica.pdf | [7 empty] | QC Completed | Production Completed
ESI | 006 |  | CHJ |  |  |  | CHJ | CHJ | Data Enrichment | CHJ | [11 empty] | NMC | 801016 | 6293 | 2421506321 | 6293_2421506321 | Med-Surg Consumable | BLEACH DENTAL LABORATORY BLC-0040 1MM 25's | - | ASA DENTAL | BLC-0040 | CITY PHARMACY CO. | - | - | PKT | - | 52 | CONSUMABLES | - | - | - | - | GENERAL MEDICAL CONSUMABLES | - | Medical Equipment and Accessories and Supplies | Surgical products | Surgical support supplies | Surgical support supplies | - | Y | Y | Y | Y | - | - | - | - | - | Y | 1425 | - | - | Active | - | - | N | N | - | - | - | - | - | - | - | - | - | - | - | A4649 | A4649 | 42635.4963773148 | [23 empty] | 42151506 Tooth whitening or bleaching supplies |  |  |  |  | BLEACH | DENTAL |  |  |  |  | 1MM | [10 empty] | LABORATORY | URL NOT FOUND | [7 empty] | QC Completed | Production Completed
ESI | 006 |  | CHJ |  |  |  | CHJ | CHJ | Data Enrichment | CHJ | [11 empty] | NMC | 801017 | 6294 | 2421506322 | 6294_2421506322 | Med-Surg Consumable | BLEACH DENTAL LABORATORY BLC-0080 2MM 12's | - | ASA DENTAL | BLC-0080 | CITY PHARMACY CO. | - | - | PKT | - | 52 | CONSUMABLES | - | - | - | - | GENERAL MEDICAL CONSUMABLES | - | Medical Equipment and Accessories and Supplies | Surgical products | Surgical equipment and accessories and related products | Electrosurgical or electrocautery accessories or attachments | - | Y | Y | Y | Y | - | - | - | - | - | Y | 2.95 | - | - | Active | - | - | N | N | - | - | - | - | - | - | - | - | - | - | - | A4649 | A4649 | 42635.5299074074 | [23 empty] | 42151506 Tooth whitening or bleaching supplies |  |  |  |  | BLEACH | DENTAL |  |  |  |  | 2MM | [10 empty] | LABORATORY | URL NOT FOUND | [7 empty] | QC Completed | Production Completed
ESI | 006 |  | CHJ |  |  |  | CHJ | CHJ | Data Enrichment | CHJ | [11 empty] | NMC | 801050 | 6826 | 2422922915 | 6826_2422922915 | Med-Surg Consumable | CITRIC ACID 50% 6LTR (DISINFECTION SOLUTION) REF# 899 B BRAUN | - | B BRAUN | - | HORIZON MEDICAL SUPPLIES | - | - | Each | - | 110 | CONSUMABLES | - | - | - | - | ORTHOPAEDICS | - | Medical Equipment and Accessories and Supplies | Orthopedic surgical implants | Orthopedic trauma implants | Bone screw | - | Y | Y | Y | Y | - | - | - | - | - | Y | 91.14 | - | - | Active | - | - | N | N | - | - | - | - | - | - | - | - | - | - | - | C1713 | C1713 | 42758.6714699074 | [23 empty] | 42281600 Cold sterilization and disinfectant solutions |  |  |  |  | SOLUTION | DISINFECTANT |  | CITRIC ACID 50% | [5 empty] | 6LT | [8 empty] | URL NOT FOUND | [7 empty] | QC Completed | Production Completed
ESI | 006 |  | CHJ |  |  |  | CHJ | CHJ | Data Enrichment | CHJ | [11 empty] | NMC | 800341 | 695 | 2ST0005550 | 695_2ST0005550 | Med-Surg Consumable | CARD ANTENATAL A4 WHITE BRISTOL 300GSM WITH LOGO | - | 0 | - | CITY LIGHT PRINTING PRESS LLC | - | - | Each | - | 0.84 | STATIONERY | - | - | - | - | GENERAL MEDICAL CONSUMABLES | - | Medical Equipment and Accessories and Supplies | Patient exam and monitoring products | Blood pressure units and related products | Blood pressure cuff or bladder | - | Y | Y | Y | Y | - | - | - | - | - | Y | 192 | - | - | Active | - | - | N | N | - | - | - | - | - | - | - | - | - | - | - | A4663 | A4663 | 41749.3584490741 | [23 empty] | 42142302 Medical paper charting systems |  |  |  |  | CARD | MEDICAL |  |  |  |  | 300GSM | [5 empty] | ANTENATAL, A4, WHITE BRISTOL, WITH LOGO | [5 empty] | URL NOT FOUND | [7 empty] | QC Completed | Production Completed
ESI | 006 |  | CHJ |  |  |  | CHJ | CHJ | Data Enrichment | CHJ | [11 empty] | NMC | 801108 | 7477 | 2411102793 | 7477_2411102793 | Med-Surg Consumable | CARD IDENTIFICATION 448785 PHOENIX SMIC/ID-11 STREPTOCOCCI PANELS 25's | - | BD | 448781 | PHARMATRADE | - | - | BOX | - | 1060 | CONSUMABLES | - | - | - | - | CATHLAB | - | Medical Equipment and Accessories and Supplies | Medical diagnostic imaging and nuclear medicine products | Vascular imaging and interventional cardiology and cardiac catheterization lab products | Angioplasty balloon catheter | - | Y | Y | Y | Y | - | - | - | - | - | Y | 600 | - | - | Active | - | - | Y | Y | - | - | - | - | - | - | - | - | - | - | - | C1731 | C1731 | 42929.5072800926 | [23 empty] | 41116131 Microbiology or bacteriology identification or sensitivity disks or panels |  |  |  |  | PANEL | MICROBIOLOGY TEST | PHOENIX | SMIC/ID-11 STREPTOCOCCI | [8 empty] | GRAM NEGATIVE COMBO | [5 empty] | http://static.bd.com/documents/eifu/L010121_ZMG_F_RL_L010121.pdf | [7 empty] | QC Completed | Production Completed
ESI | 006 |  | CHJ |  |  |  | CHJ | CHJ | Data Enrichment | CHJ | [11 empty] | NMC | 801109 | 7478 | 2411104113 | 7478_2411104113 | Med-Surg Consumable | CARD IDENTIFICATION 449038 PHOENIX PMIC/ID-111 GRAM POSITIVE COMBO PANELS 25's | - | BD | 449038 | PHARMATRADE | - | - | BOX | - | 1060 | CONSUMABLES | - | - | - | - | ENDOSCOPY | - | Medical Equipment and Accessories and Supplies | Surgical products | Endoscopic instruments and supplies and accessories and related products | Endoscopic clamp or dissector or grasper or forceps | - | Y | Y | Y | Y | - | - | - | - | - | Y | 1049 | - | - | Active | - | - | N | N | - | - | - | - | - | - | - | - | - | - | - | A4649 | A4649 | 42929.5109606481 | [23 empty] | 41116131 Microbiology or bacteriology identification or sensitivity disks or panels |  |  |  |  | PANEL | MICROBIOLOGY TEST | PHOENIX | PMIC/ID-111 | [8 empty] | GRAM POSITIVE COMBO | [5 empty] | https://www.bd.com/resource.aspx?IDX=10962 | [7 empty] | QC Completed | Production Completed
ESI | 006 |  | CHJ |  |  |  | CHJ | CHJ | Data Enrichment | CHJ | [11 empty] | NMC | 801110 | 7479 | 2411103347 | 7479_2411103347 | Med-Surg Consumable | CARD IDENTIFICATION 449040 PHOENIX NMIC/ID-431 GRAM NEGATIVE COMBO PANELS 25's | - | BD | 449040 | PHARMATRADE | - | - | BOX | - | 1060 | CONSUMABLES | - | - | - | - | SUTURE | - | Medical Equipment and Accessories and Supplies | Wound care products | Suture and related products | Suture | - | Y | Y | Y | Y | - | - | - | - | - | Y | 158 | - | - | Active | - | - | Y | Y | - | - | - | - | - | - | - | - | - | - | - | A4649 | A4215 | 42929.5122916667 | [23 empty] | 41116131 Microbiology or bacteriology identification or sensitivity disks or panels |  |  |  |  | PANEL | MICROBIOLOGY TEST | PHOENIX | NMIC/ID-431 | [8 empty] | GRAM NEGATIVE COMBO | [5 empty] | URL NOT FOUND | [7 empty] | QC Completed | Production Completed
ESI | 006 |  | CHJ |  |  |  | CHJ | CHJ | Data Enrichment | CHJ | [11 empty] | NMC | 801111 | 7480 | 2411105058 | 7480_2411105058 | Med-Surg Consumable | CARD IDENTIFICATION 449041 PHOENIX NMIC/ID-501 GRAM NEGATIVE COMBO PANELS 25's | - | BD | 449041 | PHARMATRADE | - | - | BOX | - | 1268 | CONSUMABLES | - | - | - | - | SUTURE | - | Medical Equipment and Accessories and Supplies | Wound care products | Suture and related products | Suture | - | Y | Y | Y | Y | - | - | - | - | - | Y | 359 | - | - | Active | - | - | Y | Y | - | - | - | - | - | - | - | - | - | - | - | A4649 | N/A | 42929.5138425926 | [23 empty] | 41116131 Microbiology or bacteriology identification or sensitivity disks or panels |  |  |  |  | PANEL | MICROBIOLOGY TEST | PHOENIX | NMIC/ID-501 | [8 empty] | GRAM NEGATIVE COMBO | [5 empty] | https://www.bd.com/es-co/offerings/capabilities/microbiology-solutions/identification-and-susceptibility-testing/bd-phoenix-automated-identification-and-susceptibility-testing-system/bd-phoenix-panels | [7 empty] | QC Completed | Production Completed
ESI | 006 |  | CHJ |  |  |  | CHJ | CHJ | Data Enrichment | CHJ | [11 empty] | NMC | 801138 | 8479 | 2411000984 | 8479_2411000984 | Med-Surg Consumable | BOTTLE BLOOD CULTURE 442017 BACTEC IC/F MYCOSIS MEDIUM PLASTIC 50's | - | BECTON DICKINSON | 442017 | PHARMATRADE | - | - | BOX | - | 1583 | CONSUMABLES | - | - | - | - | INSTRUMENT | - | NMC-Default | Na | NA | NA | - | Y | Y | Y | Y | - | - | - | - | - | Y | 369.9 | - | - | Active | - | - | N | N | - | - | - | - | - | - | - | - | - | - | - | - | - | 43199.5157175926 | [23 empty] | 41104110 Blood culture bottles |  |  |  |  | BOTTLE | BLOOD CULTURE | BACTEC IC | MYCOSIS | [8 empty] | FOR CULTURE VIAL | [5 empty] | https://shop.intermed.de/out/media/DOC_187486.pdf | [7 empty] | QC Completed | Production Completed
ESI | 006 |  | CHJ |  |  |  | CHJ | CHJ | Data Enrichment | CHJ | [11 empty] | NMC | 801140 | 8486 | 2421505432 | 8486_2421505432 | Med-Surg Consumable | SANDBLASTER LABORATORY 46044 KOROX SPECIAL CORUNDUM 110UM 8KG | - | BEGO | 46044 | GULF MEDICAL COMMERCIAL AGENCIES LLC | - | - | Each | - | 220 | CONSUMABLES | - | - | - | - | GENERAL MEDICAL CONSUMABLES | - | Medical Equipment and Accessories and Supplies | Wound care products | Exogenous topical hemostatic agents | Absorbable gelatin sponge | - | Y | Y | Y | Y | - | - | - | - | - | Y | 130 | - | - | Active | - | - | N | N | - | - | - | - | - | - | - | - | - | - | - | A4649 | A4649 | 43201.6252430556 | [23 empty] | 42152400 Dental materials |  |  |  |  | MATERIAL | DENTAL | KOROX 110 | SPECIAL CORUNDUM | [6 empty] | 8KG |  | BLASTING | [5 empty] | https://dental.pl/wp-content/uploads/2015/06/katalogBEGO.pdf | [7 empty] | QC Completed | Production Completed
ESI | 006 |  | CHJ |  |  |  | CHJ | CHJ | Data Enrichment | CHJ | [11 empty] | NMC | 801141 | 8497 | 2422800493 | 8497_2422800493 | Med-Surg Consumable | DISINFECTANT INSTRUMENT 821161/ 111-0661 BELIZYM 203-X 10KG | - | BELIMED | 821161 | AL HAYAT PHARMACEUTICALS | - | - | Each | - | 450 | CONSUMABLES | - | - | - | - | ORTHOPAEDICS | - | Medical Equipment and Accessories and Supplies | Orthopedic surgical implants | Spinal implants | Spinal screw | - | Y | Y | Y | Y | - | - | - | - | - | Y | 975 | - | - | Active | - | - | N | N | - | - | - | - | - | - | - | - | - | - | - | C1713 | C1713 | 43206.4584953704 | [23 empty] | 42281603 Medical device or instrument disinfectants |  |  |  |  | DISINFECTANT | INSTRUMENT | BELIZYM 203-X | [7 empty] | 10KG | [6 empty] | 111-0661 | URL NOT FOUND | [7 empty] | QC Completed | Production Completed
ESI | 006 |  | CHJ |  |  |  | CHJ | CHJ | Data Enrichment | CHJ | [11 empty] | NMC | 801142 | 8498 | 2422800746 | 8498_2422800746 | Med-Surg Consumable | DISINFECTANT INSTRUMENT 1003178 BELIMED PROTECT SCALE AND RUST REMOVER 5LTR | - | BELIMED | 1003178 | AL HAYAT PHARMACEUTICALS | - | - | Each | - | 350 | CONSUMABLES | - | - | - | - | ORTHOPAEDICS | - | Medical Equipment and Accessories and Supplies | Orthopedic surgical implants | Spinal implants | Spinal screw | - | Y | Y | Y | Y | - | - | - | - | - | Y | 190 | - | - | Active | - | - | N | N | - | - | - | - | - | - | - | - | - | - | - | C1713 | C1713 | 43206.4605439815 | [23 empty] | 42281603 Medical device or instrument disinfectants |  |  |  |  | DISINFECTANT | INSTRUMENT | PROTECT | [9 empty] | SCALE, RUST REMOVER | [5 empty] | URL NOT FOUND | [7 empty] | QC Completed | Production Completed
ESI | 006 |  | CHJ |  |  |  | CHJ | CHJ | Data Enrichment | CHJ | [11 empty] | NMC | 801143 | 8499 | 2422800665 | 8499_2422800665 | Med-Surg Consumable | DISINFECTANT INSTRUMENT 111-0670 BELIMED PROTECT MILD ALKALINE ENZYME CLEANER 10LTR | - | BELIMED | 111-0670 | AL HAYAT PHARMACEUTICALS | - | - | Each | - | 750 | CONSUMABLES | - | - | - | - | UROLOGY | - | Medical Equipment and Accessories and Supplies | Patient care and treatment products and supplies | Urological supplies | Stone remover sets or accessories | - | Y | Y | Y | Y | - | - | - | - | - | Y | 850 | - | - | Active | - | - | N | N | - | - | - | - | - | - | - | - | - | - | - | A4649 | A4649 | 43206.5202893519 | [23 empty] | 42281603 Medical device or instrument disinfectants |  |  |  |  | CLEANER | INSTRUMENT | PROTECT | [6 empty] | 10L |  |  | MILD ALKALINE ENZYME | [5 empty] | URL NOT FOUND | [7 empty] | QC Completed | Production Completed
ESI | 006 |  | CHJ |  |  |  | CHJ | CHJ | Data Enrichment | CHJ | [11 empty] | NMC | 801149 | 8664 | 2411102139 | 8664_2411102139 | Med-Surg Consumable | KIT VIROLOGY TEST 10511 BIOTRACER H PYLORI AG STOOL RAPID CARD 20T | - | BIO FOCUS | 10511 | HIGH STAR MEDICAL EQPMT TRADING | - | - | BOX | - | 240 | CONSUMABLES | - | - | - | - | GENERAL ITEM | - | NMC-Default | Na | NA | NA | - | Y | Y | Y | Y | - | - | - | - | - | Y | 9.75 | - | - | Active | - | - | N | N | - | - | - | - | - | - | - | - | - | - | - | - | - | 43251.613287037 | [23 empty] | 41116129 Microbiology or bacteriology test kits or supplies |  |  |  |  | KIT | MICROBIOLOGY TEST | BIOTRACER | H PYLORI AG | [8 empty] | STOOL RAPID, CARD, 20 TEST |  |  |  |  | VIROLOGY | https://www.trulaboratories.com/files/brochure/Bio_Focus_E-Catalogue%202015.pdf | [7 empty] | QC Completed | Production Completed
ESI | 006 |  | CHJ |  |  |  | CHJ | CHJ | Data Enrichment | CHJ | [11 empty] | NMC | 801150 | 8665 | 2411101696 | 8665_2411101696 | Med-Surg Consumable | KIT VIROLOGY TEST INFLUENZA ANTIGEN A & B 20T | - | BIO FOCUS | BIO FOCUS | HIGH STAR MEDICAL EQPMT TRADING | - | - | KIT | - | 295 | CONSUMABLES | - | - | - | - | SUTURE | - | Medical Equipment and Accessories and Supplies | Wound care products | Suture and related products | Suture | - | Y | Y | Y | Y | - | - | - | - | - | Y | 655 | - | - | Active | - | - | Y | Y | - | - | - | - | - | - | - | - | - | - | - | A4649 | A4649 | 43255.3582638889 | [23 empty] | 41116144 Virology test kits or supplies |  |  |  |  | KIT | VIROLOGY TEST |  | INFLUENZA A & B | [8 empty] | 20 TEST | [5 empty] | URL NOT FOUND | [7 empty] | QC Completed | Production Completed
ESI | 006 |  | CHJ |  |  |  | CHJ | CHJ | Data Enrichment | CHJ | [11 empty] | NMC | 801183 | 9220 | 2411104942 | 9220_2411104942 | Med-Surg Consumable | CARD MICROBIOLOGY TEST RTB25KGCN BIOTICAL CRYPTO GIARDIA WITH POSITIVE AND NEGATIVE CONTROLS STOOL VIALS 25T | - | BIOTICAL | RTB25KGCN | BIOIMMUN MEDICAL LAB.DIAG.LLC | - | - | BOX | - | 450 | CONSUMABLES | - | - | - | - | LABORATORY | - | Laboratory and Measuring and Observing and Testing Equipment | Laboratory and scientific equipment | Specimen collection and transport containers and supplies | Vacuum blood collection tubes or containers | - | Y | Y | Y | Y | - | - | - | - | - | Y | 1.1 | - | - | Active | - | - | Y | Y | - | - | - | - | - | - | - | - | - | - | - | A4770 | A4770 | 43354.634849537 | [23 empty] | 41116129 Microbiology or bacteriology test kits or supplies |  |  |  |  | CARD | MICROBIOLOGY TEST |  | CRYPTOSPORIDIUM PARVUM/GIARDIA | [8 empty] | WITH POSITIVE, NEGATIVE CONTROL, STOOL VIAL, 25 TEST | [5 empty] | URL NOT FOUND | [7 empty] | QC Completed | Production Completed
ESI | 006 |  | CHJ |  |  |  | CHJ | CHJ | Data Enrichment | CHJ | [11 empty] | NMC | 801184 | 9224 | 2411102259 | 9224_2411102259 | Med-Surg Consumable | KIT VIROLOGY HSMDND TEST DENGUE IgG/IgM BIOTRACER RAPID CARD 30T | - | BIOTRACER | HSMDND | HIGH STAR MEDICAL EQPMT TRADING | - | - | KIT | - | 450 | CONSUMABLES | - | - | - | - | DENTAL | - | Medical Equipment and Accessories and Supplies | Dental equipment and supplies | Dental and subspecialty instruments and devices | Dental saliva ejectors or oral suction devices or supplies | - | Y | Y | Y | Y | - | - | - | - | - | Y | 9 | - | - | Active | - | - | N | N | - | - | - | - | - | - | - | - | - | - | - | A4649 | A4649 | 43355.4390625 | [23 empty] | 41116126 Immunology or serology test kits or supplies |  |  |  |  | KIT | IMMUNOLOGY TEST | BIOTRACER | DENGUE IGG/IGM | [8 empty] | RAPID CARD, 30 TEST |  |  |  |  | VIROLOGY | URL NOT FOUND | [7 empty] | QC Completed | Production Completed
ESI | 006 |  | CHJ |  |  |  | CHJ | CHJ | Data Enrichment | CHJ | [11 empty] | NMC | 801190 | 9417 | 2422902498 | 9417_2422902498 | Med-Surg Consumable | AGENT VISCOELASTIC MIC+0.85 MICROVISC PLUS 1.4% 14MG SODIUM HYALURONATE HIGH MOLECULAR WEIGHT 0.85ML | - | BOHUS BIOTECH | MIC+0.85 | MEDICALS INTERNATIONAL LLC | - | - | Each | - | 180 | CONSUMABLES | - | - | - | - | CATHLAB | - | Medical Equipment and Accessories and Supplies | Medical diagnostic imaging and nuclear medicine products | Vascular imaging and interventional cardiology and cardiac catheterization lab products | Angioplasty balloon catheter | - | Y | Y | Y | Y | - | - | - | - | - | Y | 750 | - | - | Active | - | - | Y | Y | - | - | - | - | - | - | - | - | - | - | - | C1725 | C1725 | 43386.5235532407 | [23 empty] | 51202002 Hyaluronan or hyaluronate or hyaluronic acid |  |  |  |  | AGENT | VISCOELASTIC | MICROVISC PLUS | SODIUM HYALURONATE 1.4% | [5 empty] | 0.85ML | [7 empty] | HIGH MOLECULAR WEIGHT | https://simovision.com/assets/Uploads/Brochure-Bohus-Biotech-Microvisc-ENG.pdf | [7 empty] | QC Completed | Production Completed
ESI | 006 |  | CHJ |  |  |  | CHJ | CHJ | Data Enrichment | CHJ | [11 empty] | NMC | 801191 | 9418 | 2422902499 | 9418_2422902499 | Med-Surg Consumable | AGENT VISCOELASTIC MICP MICROVISC PHACO 2.5% 25MG SODIUM HYALURONATE 0.85ML | - | BOHUS BIOTECH | MICP | MEDICALS INTERNATIONAL LLC | - | - | Each | - | 240 | CONSUMABLES | - | - | - | - | GENERAL ITEM | - | NMC-Default | Na | NA | NA | - | Y | Y | Y | Y | - | - | - | - | - | Y | 15.5 | - | - | Active | - | - | N | N | - | - | - | - | - | - | - | - | - | - | - | - | - | 43387.5453125 | [23 empty] | 51202002 Hyaluronan or hyaluronate or hyaluronic acid |  |  |  |  | AGENT | VISCOELASTIC | MICROVISC | SODIUM HYALURONATE 2.5% | [5 empty] | 0.85ML | [8 empty] | URL NOT FOUND | [7 empty] | QC Completed | Production Completed
ESI | 006 |  | CHJ |  |  |  | CHJ | CHJ | Data Enrichment | CHJ | [11 empty] | NMC | 801192 | 9449 | 2422800910 | 9449_2422800910 | Med-Surg Consumable | DISINFECTANT INSTRUMENT SUCTION CLEANER BOSSKLEIN 5LTR | - | BOSSKLEIN | BOSSKLEIN | AL ARABIA MEDICAL SURGICAL EQUIPMENT TRADING LLC. | - | - | Each | - | 140 | CONSUMABLES | - | - | - | - | CSSD | - | Medical Equipment and Accessories and Supplies | Medical sterilization products | Sterilization wraps and packaging supplies | Sterilization instrument tray liners | - | Y | Y | Y | Y | - | - | - | - | - | Y | 580 | - | - | Active | - | - | N | N | - | - | - | - | - | - | - | - | - | - | - | A4649 | A4649 | 43390.4702199074 | [23 empty] | 42281603 Medical device or instrument disinfectants |  |  |  |  | CLEANER | INSTRUMENT | DAILYASP | [6 empty] | 5L |  |  | SUCTION |  |  |  |  | DISINFECTANT | URL NOT FOUND | [7 empty] | QC Completed | Production Completed
ESI | 006 |  | CHJ |  |  |  | CHJ | CHJ | Data Enrichment | CHJ | [11 empty] | NMC | 801194 | 9727 | 2505000038 | 9727_2505000038 | Med-Surg Consumable | ENERGY NUTRITIONAL B-PROTIN ASSORTED 400GM | - | BRITISH BIOLOGICALS | BRITISH BIOLOGICALS | NMC PHARMACY ,DIP | - | - | Each | - | 35 | CONSUMABLES | - | - | - | - | DENTAL | - | Medical Equipment and Accessories and Supplies | Dental equipment and supplies | Dental materials | Dental obturating points | - | Y | Y | Y | Y | - | - | - | - | - | Y | 68 | - | - | Active | - | - | N | N | - | - | - | - | - | - | - | - | - | - | - | A4649 | A4649 | 43440.7041319444 | [23 empty] | 42231801 Adult supplemental formulas or bars or puddings for general use |  |  |  |  | FORMULA | SUPPLEMENTAL | B-PROTIN | [7 empty] | 400G |  | ASSORTED |  |  |  |  | ENERGY NUTRITIONAL | URL NOT FOUND | [7 empty] | QC Completed | Production Completed
ESI | 006 |  | CHJ |  |  |  | CHJ | CHJ | Data Enrichment | CHJ | [11 empty] | NMC | 801195 | 9728 | 2505000040 | 9728_2505000040 | Med-Surg Consumable | ENERGY NUTRITIONAL D-PROTIN ASSORTED 400GM | - | BRITISH BIOLOGICALS | BRITISH BIOLOGICALS | BAREEN INTERNATIONAL HOSPITAL | - | - | Each | - | 40 | CONSUMABLES | - | - | - | - | DENTAL | - | Medical Equipment and Accessories and Supplies | Dental equipment and supplies | Dental materials | Dental obturating points | - | Y | Y | Y | Y | - | - | - | - | - | Y | 55 | - | - | Active | - | - | N | N | - | - | - | - | - | - | - | - | - | - | - | A4649 | A4649 | 43440.7086111111 | [23 empty] | 42231801 Adult supplemental formulas or bars or puddings for general use |  |  |  |  | FORMULA | SUPPLEMENTAL | D-PROTIN | [7 empty] | 400G |  | ASSORTED |  |  |  |  | ENERGY NUTRITIONAL | URL NOT FOUND | [7 empty] | QC Completed | Production Completed
ESI | 006 |  | CHJ |  |  |  | CHJ | CHJ | Data Enrichment | CHJ | [11 empty] | NMC | 800553 | 988 | 2GE0030026 | 988_2GE0030026 | Med-Surg Consumable | CEPHAGRINE TAB 40'S | - | 0 | - | AL JAZEERA HERBS. TR. | - | - | BOX | - | 15 | GENERAL ITEM | - | - | - | - | DENTAL | - | Medical Equipment and Accessories and Supplies | Dental equipment and supplies | Dental materials | Dental restorative compounds | - | Y | Y | Y | Y | - | - | - | - | - | Y | 152 | - | - | Active | - | - | N | N | - | - | - | - | - | - | - | - | - | - | - | A4649 | D2999 | 41749.3584606481 | [23 empty] | x |  |  |  |  | PHARMA | [17 empty] | URL NOT FOUND | [7 empty] | QC Completed | Production Completed
ESI | 006 |  | CHJ |  |  |  | CHJ | CHJ | Data Enrichment | CHJ | [11 empty] | NMC | 801211 | 10065 | 2421801201 | 10065_2421801201 | Med-Surg Consumable | STRIP OPHTHALMIC 401536 FLUORESCIEN SODIUM 1MG USP CARE GROUP STERILE 300's. | - | CARE GROUP | CARE GROUP | AMARAK TRADING LLC | - | - | BOX | - | 175 | CONSUMABLES | - | - | - | - | GENERAL ITEM | - | NMC-Default | Na | NA | NA | - | Y | Y | Y | Y | - | - | - | - | - | Y | 10.25 | - | - | Active | - | - | N | N | - | - | - | - | - | - | - | - | - | - | - | - | - | 43493.4198611111 | AMARAK TRADING LLC | AMARAK TRADING LLC |  | CARE GROUP |  | 401536 |  |  |  | EA | 1 | PK | 300 | [10 empty] | 42183000 Ophthalmic diagnostic exam products |  |  |  |  | STRIP | OPHTHALMIC |  | FLUORESCIEN SODIUM 1MG | [9 empty] | STERILE |  |  |  |  | URL NOT FOUND | [7 empty] | QC Completed | Production Completed
ESI | 006 |  | CHJ |  |  |  | CHJ | CHJ | Data Enrichment | CHJ | [11 empty] | NMC | 801240 | 10248 | 2421800889 | 10248_2421800889 | Med-Surg Consumable | TEST PATCH FOR ALLERGENS | - | CHEMOTECHNIQUE | CHEMOTECHNIQUE MB DIAGNOSTICS | VIACENTRA FZ LLC | - | - | KIT | - | 315 | CONSUMABLES | - | - | - | - | STATIONERY | - | NMC-Default | Na | NA | NA | - | Y | Y | Y | Y | - | - | - | - | - | Y | 2.2 | - | - | Active | - | - | N | N | - | - | - | - | - | - | - | - | - | - | - | - | - | 43513.5086921296 |  |  |  | CHEMOTECHNIQUE | [19 empty] | 42183202 Allergy detecting or testing instrument accessories |  |  |  |  | PATCH | TEST | [10 empty] | FOR ALLERGEN | [5 empty] | URL NOT FOUND | [7 empty] | QC Completed | Production Completed
ESI | 006 |  | CHJ |  |  |  | CHJ | CHJ | Data Enrichment | CHJ | [11 empty] | NMC | 801241 | 10249 | 2421801244 | 10249_2421801244 | Med-Surg Consumable | TEST PATCH INS-1000 INDIAN STANDARD COMPREHENSIVE BASELINE SERIES ALLERGENS | - | CHEMOTECHNIQUE | INS-1000 | VIACENTRA FZ LLC | - | - | KIT | - | 5000 | CONSUMABLES | - | - | - | - | STATIONERY | - | NMC-Default | Na | NA | NA | - | Y | Y | Y | Y | - | - | - | - | - | Y | 0.22 | - | - | Active | - | - | N | N | - | - | - | - | - | - | - | - | - | - | - | - | - | 43513.5358680556 |  |  |  | CHEMOTECHNIQUE | [19 empty] | 42183202 Allergy detecting or testing instrument accessories |  |  |  |  | PATCH | TEST | [10 empty] | FOR ALLERGEN |  |  |  |  | INDIAN STANDARD COMPREHENSIVE BASELINE SERIES | URL NOT FOUND | [7 empty] | QC Completed | Production Completed
ESI | 006 |  | CHJ |  |  |  | CHJ | CHJ | Data Enrichment | CHJ | [11 empty] | NMC | 801249 | 10287 | 2422924361 | 10287_2422924361 | Med-Surg Consumable | TEST TUBE PLASTIC WITH WHITE CAP, BOX/1000 | - | CITOTEST | CITOTEST LABWARE | Al Shaan Medical Equipment Tr LLC | - | - | BOX | - | 280 | CONSUMABLES | - | - | - | - | SPARE PART | - | NMC-Default | Na | NA | NA | - | Y | Y | Y | Y | - | - | - | - | - | Y | 180 | - | - | Active | - | - | N | N | - | - | - | - | - | - | - | - | - | - | - | - | - | 43515.6849537037 | AL SHAAN MEDICAL EQUIPMENT TR LLC | AL SHAAN MEDICAL EQUIPMENT TR LLC |  | CITOTEST | [5 empty] | EA | 1 | BX | 1000 | [10 empty] | 41121701 Multipurpose or general test tubes |  |  |  |  | TUBE | TEST |  | PLASTIC | [8 empty] | WITH CAP |  |  |  | WHITE |  | URL NOT FOUND | [7 empty] | QC Completed | Production Completed
ESI | 006 |  | CHJ |  |  |  | CHJ | CHJ | Data Enrichment | CHJ | [11 empty] | NMC | 801328 | 10996 | 2421801069 | 10996_2421801069 | Med-Surg Consumable | THERMOMETER INFRARED 303013 GENIUS 3 THERMOSCAN WITH BASE | - | COVIDIEN | 303013 | GULF DRUG LLC | - | - | Each | - | 0 | CONSUMABLES | - | - | - | - | DERMATOLOGY/COSMETIC ITEMS | - | Medical Equipment and Accessories and Supplies | Surgical products | Surgical support supplies | Surgical support supplies | - | Y | Y | Y | Y | - | - | - | - | - | Y | 300 | - | - | Active | - | - | N | N | - | - | - | - | - | - | - | - | - | - | - | A4649 | A4649 | 43581.0387384259 | GULF DRUG LLC | AL MOOSA HEALTHCARE GROUP |  | COVIDIEN |  | 303013 |  |  |  | CA | 1 | [12 empty] | 41112224 Infrared thermometer |  |  |  |  | THERMOMETER | INFRARED | GENIUS 3, THERMOSCAN | [9 empty] | TYMPANIC, WITH BASE | [5 empty] | https://www.cardinalhealth.com/en/product-solutions/medical/patient-monitoring/thermometry/genius-3/genius-3-tympanic-thermometer.html | [7 empty] | QC Completed | Production Completed
ESI | 006 |  | CHJ |  |  |  | CHJ | CHJ | Data Enrichment | CHJ | [11 empty] | NMC | 801329 | 11001 | 2422002643 | 11001_2422002643 | Med-Surg Consumable | SYRINGE CONTRAST AGENT 844023 OPTIVANTAGE HANDI-FIL L60 IN Y TUBING 200ML DUALPACK DUAL CHECK VALVE | - | COVIDIEN | 844023 | AL ZAHRAWI MEDICAL SERVICES CO. W.L.L. | - | - | Each | - | 88 | CONSUMABLES | - | - | - | - | DERMATOLOGY/COSMETIC ITEMS | - | Medical Equipment and Accessories and Supplies | Surgical products | Surgical support supplies | Surgical support supplies | - | Y | Y | Y | Y | - | - | - | - | - | Y | 449.27 | - | - | Active | - | - | N | N | - | - | - | - | - | - | - | - | - | - | - | A4649 | A4649 | 43581.0387384259 | AL ZAHRAWI MEDICAL SUPPLIES EST | AL ZAHRAWI MEDICAL SUPPLIES EST |  | COVIDIEN |  | 844023 | [17 empty] | 42201809 Medical imaging contrast agent injector |  |  |  |  | SYRINGE | CONTRAST INJECTION | OPTIVANTAGE DH | [6 empty] | 2-200ML |  |  | WITH 60IN Y COIL TUBING, DUAL CHECK VALVE | [5 empty] | https://radtechxray.com/wp-content/uploads/2020/05/3.25.20-Injector-Syringe-Product-Cross-Reference.pdf | [7 empty] | QC Completed | Production Completed
ESI | 006 |  | CHJ |  |  |  | CHJ | CHJ | Data Enrichment | CHJ | [11 empty] | NMC | 801391 | 11576 | 2422922584 | 11576_2422922584 | Med-Surg Consumable | TIPS FOR GEL CARD PIPETTOR, REF. # 43601-1 (PACK OF 1000) ***MFR: DAY MEDICAL, SWITZERLAND | - | DAY MEDICAL | DAY MEDICAL | MILAB SCIENTIFIC & LABORATORY EQUIPMENT TRADING LLC | - | - | BOX | - | 90 | CONSUMABLES | - | - | - | - | CATHLAB | - | Medical Equipment and Accessories and Supplies | Medical diagnostic imaging and nuclear medicine products | Vascular imaging and interventional cardiology and cardiac catheterization lab products | Angioplasty balloon catheter | - | Y | Y | Y | Y | - | - | - | - | - | Y | 100 | - | - | Active | - | - | N | N | - | - | - | - | - | - | - | - | - | - | - | C1732 | C1732 | 43607.3676273148 | MILAB SCIENTIFIC | MILAB SCIENTIFIC |  | DAY MEDICAL |  | 43601-1 |  |  |  | EA | 1 | PK | 1000 | [10 empty] | 41121607 Universal pipette tips |  |  |  |  | TIP | PIPETTE | [10 empty] | FOR GEL CARD | [5 empty] | URL NOT FOUND | [7 empty] | QC Completed | Production Completed
ESI | 006 |  | CHJ |  |  |  | CHJ | CHJ | Data Enrichment | CHJ | [11 empty] | NMC | 801414 | 11609 | 2411000585 | 11609_2411000585 | Med-Surg Consumable | SWAB CULTURE 300287 AMIES WITH MEDIA | - | DELTA LAB | 300287 | DUPHARM | - | - | Each | - | 0.75 | CONSUMABLES | - | - | - | - | GENERAL MEDICAL CONSUMABLES | - | NMC-Default Category | Na | NA | NA | - | Y | Y | Y | Y | - | - | - | - | - | Y | 770 | - | - | Active | - | - | N | N | - | - | - | - | - | - | - | - | - | - | - | A4212 | A4212 | 43607.3676967593 | DUPHARM LLC | DUPHARM LLC |  | DELTA LAB |  | 300287 |  |  |  | EA | 1 | CA | 6 | [10 empty] | 41104116 Swab collection or transport containers |  |  |  |  | SWAB | CULTURE |  | AMIES WITH MEDIA | [14 empty] | https://www.deltalab.es/en/producto/amies-sterile/ | [7 empty] | QC Completed | Production Completed
ESI | 006 |  | CHJ |  |  |  | CHJ | CHJ | Data Enrichment | CHJ | [11 empty] | NMC | 801421 | 11809 | 2421505750 | 11809_2421505750 | Med-Surg Consumable | SOLUTION DISINFECTANT 3318156 DENTOSEPT P 1LTR | - | DENTSPLY | DENTSPLY | MODERN PHARMACEUTICAL CO. | - | - | Each | - | 150 | CONSUMABLES | - | - | - | - | SUTURE | - | NMC-Default Category | Na | NA | NA | - | Y | Y | Y | Y | - | - | - | - | - | Y | 1071 | - | - | Active | - | - | N | N | - | - | - | - | - | - | - | - | - | - | - | A4649 | A4649 | 43607.3679976852 | MODERN PHARMACEUTICAL CO | MODERN PHARMACEUTICAL CO |  | DENTSPLY |  | 3318156 | [17 empty] | 47131800 Cleaning and disinfecting solutions |  |  |  |  | SOLUTION | DISINFECTION | DENTOSEPT P | [6 empty] | 1LT | [8 empty] | https://www.bfmulholland.com/general-hygiene-and-infection-control-c11/sirona-dentosept-p-solution-6x1litre-3318156-d3178-box6-p2390 | [7 empty] | QC Completed | Production Completed
ESI | 006 |  | CHJ |  |  |  | CHJ | CHJ | Data Enrichment | CHJ | [11 empty] | NMC | 801423 | 11977 | 2471000012 | 11977_2471000012 | Med-Surg Consumable | TABLET WATER TREATMENT ICX DISINFECTANT 2 LTR 50's | - | DHARMA | DHARMA | GULF & WORLD TRADERS | - | - | PKT | - | 220 | CONSUMABLES | - | - | - | - | GENERAL MEDICAL CONSUMABLES | - | Medical Equipment and Accessories and Supplies | Surgical products | Endoscopic instruments and supplies and accessories and related products | Endoscopic mouthpieces | - | Y | Y | Y | Y | - | - | - | - | - | Y | 2000 | - | - | Active | - | - | N | N | - | - | - | - | - | - | - | - | - | - | - | A4617 | A4617 | 43607.3684375 | GULF & WORLD TRADERS | GULF & WORLD TRADERS |  | DHARMA | [19 empty] | 47101500 Water treatment and supply equipment |  |  |  |  | SOLUTION | WATER TREATMENT | ICX | [6 empty] | 2LT |  |  | TABLET | [5 empty] | URL NOT FOUND | [7 empty] | QC Completed | Production Completed
ESI | 006 |  | CHJ |  |  |  | CHJ | CHJ | Data Enrichment | CHJ | [11 empty] | NMC | 801450 | 12536 | 2411103472 | 12536_2411103472 | Med-Surg Consumable | STRIP IMMUNOLOGY TEST ANA12D-24 BLUEDIVER DOT ANA12 IGG KIT 24's | - | D-TEK | ANA12D-24 | BIOIMMUN MEDICAL LAB.DIAG.LLC | - | - | BOX | - | 900 | CONSUMABLES | - | - | - | - | STATIONERY | - | NMC-Default | Na | NA | NA | - | Y | Y | Y | Y | - | - | - | - | - | Y | 6.7 | - | - | Active | - | - | N | N | - | - | - | - | - | - | - | - | - | - | - | - | - | 43616.8317361111 | BIOIMMUN MEDICAL LABORATORY DIAGNOSTICS LLC | BIOIMMUN MEDICAL LABORATORY DIAGNOSTICS LLC |  | D-TEK |  | ANA12D-24 |  |  |  | EA | 1 | BX | 24 | [10 empty] | 41116126 Immunology or serology test kits or supplies |  |  |  |  | KIT | IMMUNOLOGY TEST | BLUEDIVER DOT | ANA12 IGG | [14 empty] | http://d-tek.be/en/products/kit/4-ana12d-24.html | [7 empty] | QC Completed | Production Completed
ESI | 006 |  | CHJ |  |  |  | CHJ | CHJ | Data Enrichment | CHJ | [11 empty] | NMC | 801465 | 12701 | 2421800483 | 12701_2421800483 | Med-Surg Consumable | STRIP TEST 0039 COLOR BAR EAGLE VISION SCHIRMER TEAR TEST STANDARDIZED STERILE 100's | - | EAGLE VISION | 39 | AL AMIN MEDICAL INSTRUMENTS LLC | - | - | BOX | - | 300 | CONSUMABLES | - | - | - | - | GENERAL ITEM | - | NMC-Default | Na | NA | NA | - | Y | Y | Y | Y | - | - | - | - | - | Y | 9.25 | - | - | Active | - | - | N | N | - | - | - | - | - | - | - | - | - | - | - | - | - | 43635.6913657407 | AL AMIN MEDICAL INSTRUMENTS LLC | AL AMIN MEDICAL INSTRUMENTS LLC |  | EAGLE VISION |  | 0039 | [17 empty] | 42183000 Ophthalmic diagnostic exam products |  |  |  |  | STRIP | OPHTHALMIC |  | SCHIRMER TEAR | [8 empty] | COLOR BAR, STANDARDIZED | STERILE |  |  |  |  | https://corzaeye.com/schirmer-tear-test-color-bar | [7 empty] | QC Completed | Production Completed
ESI | 006 |  | CHJ |  |  |  | CHJ | CHJ | Data Enrichment | CHJ | [11 empty] | NMC | 801468 | 12815 | 2471300118 | 12815_2471300118 | Med-Surg Consumable | WIPE CLEANING ANOSAN NATURAL ALCOHOL FREE DISINFECTANT 80's | - | ECABIOTEC | ECABIOTEC | METROPOLITAN MEDICAL MARKETING LLC | - | - | BOX | - | 20 | CONSUMABLES | - | - | - | - | DENTAL | - | Medical Equipment and Accessories and Supplies | Dental equipment and supplies | Dental materials | Dental cavities lining or thinner materials or sets | - | Y | Y | Y | Y | - | - | - | - | - | Y | 133 | - | - | Active | - | - | N | N | - | - | - | - | - | - | - | - | - | - | - | A4649 | A4649 | 43647.5366435185 | METROPOLITAN MEDICAL MARKETING LLC | METROPOLITAN MEDICAL MARKETING LLC |  | ECABIOTEC | [5 empty] | EA | 1 | PK | 80 | [10 empty] | 47131502 Cleaning cloths or wipes |  |  |  |  | WIPE | CLEANING | ANOSAN | [9 empty] | ALCOHOL FREE, NATURAL DISINFECTANT | [5 empty] | URL NOT FOUND | [7 empty] | QC Completed | Production Completed
ESI | 006 |  | CHJ |  |  |  | CHJ | CHJ | Data Enrichment | CHJ | [11 empty] | NMC | 801637 | 13912 | 2411104639 | 13912_2411104639 | Med-Surg Consumable | SOLUTION CLEANING ZG 0009-0505 SET-UP CLEAN 500ML. | - | EUROIMMUNE | - | AL FAHIM HEALTHCARE SOLUTIONS L.L.C | - | - | Each | - | 375 | CONSUMABLES | - | - | - | - | ORTHOPAEDICS | - | Medical Equipment and Accessories and Supplies | Orthopedic surgical implants | Hip joint implants | Femoral head | - | Y | Y | Y | Y | - | - | - | - | - | Y | 5089 | - | - | Active | - | - | Y | Y | - | - | - | - | - | - | - | - | - | - | - | C1776 | C1776 | 43767.5021180556 | AL FAHIM HEALTHCARE SOLUTIONS LLC | AL FAHIM HEALTHCARE SOLUTIONS LLC |  | EUROIMMUNE |  | ZG 0009-0505 | [17 empty] | 41115800 Clinical and diagnostic analyzers and accessories and supplies |  |  |  |  | SOLUTION | CLEANING | SETUP CLEAN | [6 empty] | 500ML | [8 empty] | http://shop.tinyteria.com/index.php?route=product/product&product_id=759 | [7 empty] | QC Completed | Production Completed
ESI | 006 |  | CHJ |  |  |  | CHJ | CHJ | Data Enrichment | CHJ | [11 empty] | NMC | 801642 | 13917 | 2411104856 | 13917_2411104856 | Med-Surg Consumable | TEST IMMUNOLOGY EQ 6831-9601 W CALPROTECTIN ANTIGEN DETECTION IN STOOL 96T | - | EUROIMMUNE | EQ 6831-9601 W | AL FAHIM HEALTHCARE SOLUTIONS L.L.C | - | - | BOX | - | 2800 | CONSUMABLES | - | - | - | - | OPERATION THEATRE | - | Medical Equipment and Accessories and Supplies | Surgical products | Surgical support supplies | Surgical custom or specialty procedure packs | - | Y | Y | Y | Y | - | - | - | - | - | Y | 6800 | - | - | Active | - | - | N | N | - | - | - | - | - | - | - | - | - | - | - | A4649 | A4649 | 43767.5410763889 | AL FAHIM HEALTHCARE SOLUTIONS LLC | AL FAHIM HEALTHCARE SOLUTIONS LLC |  | EUROIMMUNE |  | EQ 6831-9601 W | [17 empty] | 41116126 Immunology or serology test kits or supplies |  |  |  |  | KIT | IMMUNOLOGY TEST |  | CALPROTECTIN ELISA | [8 empty] | ANTIGEN DETECTION IN STOOL, 96 TEST | [5 empty] | https://www.euroimmun.com/documents/Indications/Autoimmunity/Gastroenterology/Chronic_inflammatory_bowel_diseases/EQ_6831_I_UK_A.pdf | [7 empty] | QC Completed | Production Completed
ESI | 006 |  | CHJ |  |  |  | CHJ | CHJ | Data Enrichment | CHJ | [11 empty] | NMC | 801669 | 13990 | 2411000771 | 13990_2411000771 | Med-Surg Consumable | SWAB CULTURE EUROMED WITH MEDIA | - | EUROMED | EUROMED | APPLE MED TRADING LLC | - | - | Each | - | 0.63 | CONSUMABLES | - | - | - | - | SUTURE | - | Medical Equipment and Accessories and Supplies | Wound care products | Suture and related products | Suture | - | Y | Y | Y | Y | - | - | - | - | - | Y | 437 | - | - | Active | - | - | Y | Y | - | - | - | - | - | - | - | - | - | - | - | A4649 | A4649 | 43780.3927893518 | APPLE MED TRADING LLC | APPLE MED TRADING LLC |  | EUROMED | [19 empty] | 41104116 Swab collection or transport containers |  |  |  |  | SWAB | CULTURE | [10 empty] | WITH MEDIA | [5 empty] | URL NOT FOUND | [7 empty] | QC Completed | Production Completed
ESI | 006 |  | CHJ |  |  |  | CHJ | CHJ | Data Enrichment | CHJ | [11 empty] | NMC | 801670 | 13991 | 2411000772 | 13991_2411000772 | Med-Surg Consumable | SWAB CULTURE EUROMED WITHOUT MEDIA | - | EUROMED | EUROMED | APPLE MED TRADING LLC | - | - | Each | - | 0.3 | CONSUMABLES | - | - | - | - | OPERATION THEATRE | - | Medical Equipment and Accessories and Supplies | Surgical products | Surgical support supplies | Surgical custom or specialty procedure packs | - | Y | Y | Y | Y | - | - | - | - | - | Y | 6690 | - | - | Active | - | - | N | N | - | - | - | - | - | - | - | - | - | - | - | A4649 | A4649 | 43780.4015046296 | APPLE MED TRADING LLC | APPLE MED TRADING LLC |  | EUROMED | [19 empty] | 41104116 Swab collection or transport containers |  |  |  |  | SWAB | CULTURE | [10 empty] | WITHOUT MEDIA | [5 empty] | URL NOT FOUND | [7 empty] | QC Completed | Production Completed
ESI | 006 |  | CHJ |  |  |  | CHJ | CHJ | Data Enrichment | CHJ | [11 empty] | NMC | 801745 | 14116 | 2411105183 | 14116_2411105183 | Med-Surg Consumable | TEST MICROBIOLOGY SPMA_S SPERMMAR IGA FOR DETECTING ANTISPERM ANTIBODIES BOX/50T | - | FERTIPRO | SPMA_S | FIH MEDICAL | - | - | BOX | - | 1250 | CONSUMABLES | - | - | - | - | LABORATORY | - | Laboratory and Measuring and Observing and Testing Equipment | Measuring and observing and testing instruments | Manual test kits and quality controls and calibrators and standards | Chemistry quality controls or calibrators or standards | - | Y | Y | Y | Y | - | - | - | - | - | Y | 680 | - | - | Active | - | - | Y | Y | - | - | - | - | - | - | - | - | - | - | - | A4649 | A4649 | 43803.7361574074 | FIH MEDICAL | FIH MEDICAL |  | FERTIPRO |  | SPMA_S |  |  |  | BX | 1 | [12 empty] | 41116126 Immunology or serology test kits or supplies |  |  |  |  | KIT | IMMUNOLOGY TEST | SPERMMAR | IGA | [8 empty] | FOR DETECTING ANTISPERM ANTIBODIES, 50 TEST | [5 empty] | URL NOT FOUND | [7 empty] | QC Completed | Production Completed
ESI | 006 |  | CHJ |  |  |  | CHJ | CHJ | Data Enrichment | CHJ | [11 empty] | NMC | 801746 | 14119 | 2411105184 | 14119_2411105184 | Med-Surg Consumable | TEST MICROBIOLOGY SPMG_S SPERMMAR IGG FOR DETECTING ANTISPERM ANTIBODIES BOX/50T | - | FERTIPRO | SPMG_S | FIH MEDICAL | - | - | BOX | - | 1250 | CONSUMABLES | - | - | - | - | DERMATOLOGY/COSMETIC ITEMS | - | Medical Equipment and Accessories and Supplies | Surgical products | Surgical implants and expanders and extenders and surgical wires and related products | Plastic or cosmetic implant or tissue expander or set | - | Y | Y | Y | Y | - | - | - | - | - | Y | 1645 | - | - | Active | - | - | N | N | - | - | - | - | - | - | - | - | - | - | - | C1789 | C1789 | 43807.5431597222 | FIH MEDICAL | FIH MEDICAL |  | FERTIPRO |  | SPMG_S |  |  |  | BX | 1 | [12 empty] | 41116126 Immunology or serology test kits or supplies |  |  |  |  | KIT | IMMUNOLOGY TEST | SPERMMAR | IGG | [8 empty] | FOR DETECTING ANTISPERM ANTIBODIES, 50 TEST | [5 empty] | URL NOT FOUND | [7 empty] | QC Completed | Production Completed
ESI | 006 |  | CHJ |  |  |  | CHJ | CHJ | Data Enrichment | CHJ | [11 empty] | NMC | 801751 | 14131 | 2512400266 | 14131_2512400266 | Med-Surg Consumable | SOLUTION MESOTHERAPY NCTF 135 HA FILORGA SODIUM HYALURONATE POLYREVITALISING 5 X 3 ML | - | FILORGA | NCTF 135 | LUNATUS DRUG STORE LLC | - | - | BOX | - | 956.36 | CONSUMABLES | - | - | - | - | OPERATION THEATRE | - | Medical Equipment and Accessories and Supplies | Surgical products | Surgical support supplies | Urological surgical catheters or accessories | - | Y | Y | Y | Y | - | - | - | - | - | Y | 620 | - | - | Active | - | - | N | N | - | - | - | - | - | - | - | - | - | - | - | A4649 | A4649 | 43808.6644907407 | LUNATUS DRUG STORE LLC | LUNATUS DRUG STORE LLC |  | FILORGA |  | NCTF 135 | [17 empty] | 53131613 Facial care products |  |  |  |  | SOLUTION | SKIN CARE | NCTF | SODIUM HYALURONATE 0.025MG/ML | [5 empty] | 3ML |  |  | POLYREVITALISING | [5 empty] | https://fillmed.com/revitalize-nctf/ | [7 empty] | QC Completed | Production Completed
ESI | 006 |  | CHJ |  |  |  | CHJ | CHJ | Data Enrichment | CHJ | [11 empty] | NMC | 802062 | 14586 | 2471300141 | 14586_2471300141 | Med-Surg Consumable | WIPE SURFACE DISINFECTANT UNIVERSAL 100's | - | GAMA | - | GLOBEMED CARE L.L.C | - | - | BOX | - | 12.75 | CONSUMABLES | - | - | - | - | GENERAL MEDICAL CONSUMABLES | - | Medical Equipment and Accessories and Supplies | Medical apparel and textiles | Surgical textiles | Surgical isolation suits or helmets or facemasks or accessories | - | Y | Y | Y | Y | - | - | - | - | - | Y | 428 | - | - | Active | - | - | N | N | - | - | - | - | - | - | - | - | - | - | - | A4649 | A4649 | 43853.7428587963 | GLOBEMED CARE LLC | GLOBEMED CARE LLC |  | GAMA | [5 empty] | EA | 1 | PK | 100 | [10 empty] | 42281604 Medical surface disinfectants |  |  |  |  | WIPE | SURFACE DISINFECTANT |  |  |  |  | UNIVERSAL | [11 empty] | URL NOT FOUND | [7 empty] | QC Completed | Production Completed
ESI | 006 |  | CHJ |  |  |  | CHJ | CHJ | Data Enrichment | CHJ | [11 empty] | NMC | 802063 | 14587 | 2471300142 | 14587_2471300142 | Med-Surg Consumable | WIPE SURFACE DISINFECTANT UNIVERSAL 200's | - | GAMA | - | GLOBEMED CARE L.L.C | - | - | BOX | - | 14.5 | CONSUMABLES | - | - | - | - | ENDOSCOPY | - | Medical Equipment and Accessories and Supplies | Surgical products | Endoscopic instruments and supplies and accessories and related products | Endoscopic dilators or inflation devices | - | Y | Y | Y | Y | - | - | - | - | - | Y | 980 | - | - | Active | - | - | N | N | - | - | - | - | - | - | - | - | - | - | - | A4649 | A4649 | 43853.7451273148 | GLOBEMED CARE LLC | GLOBEMED CARE LLC |  | GAMA | [5 empty] | EA | 1 | PK | 200 | [10 empty] | 42281604 Medical surface disinfectants |  |  |  |  | WIPE | SURFACE DISINFECTANT |  |  |  |  | UNIVERSAL | [11 empty] | URL NOT FOUND | [7 empty] | QC Completed | Production Completed
ESI | 006 |  | CHJ |  |  |  | CHJ | CHJ | Data Enrichment | CHJ | [11 empty] | NMC | 802262 | 15220 | 2411104105 | 15220_2411104105 | Med-Surg Consumable | SOLUTION FERTILITY 4 COLL-AIR COLLAGENASE GYNEMED 3ML | - | GYNEMED | 4 COLL_AIR | LAMDATECH FOR MEDICAL AND LABORATORY EQUIPMENT LLC | - | - | Each | - | 450 | CONSUMABLES | - | - | - | - | ANESTHESIA & RESPIRATORY | - | Medical Equipment and Accessories and Supplies | Respiratory and anesthesia and resuscitation products | Oxygen therapy delivery systems and devices | Medical nasal cannulae | - | Y | Y | Y | Y | - | - | - | - | - | Y | 3700 | - | - | Active | - | - | Y | Y | - | - | - | - | - | - | - | - | - | - | - | A4615 | A4615 | 44000.5261458333 | LAMDATECH FOR MEDICAL AND LABORATORY EQUIPMENT LLC | LAMDATECH FOR MEDICAL AND LABORATORY EQUIPMENT LLC |  | GYNEMED |  | 4 COLL_AIR |  |  |  | EA | 1 | [12 empty] | 41116162 Androgeny and fertility reagent or solution or stain |  |  |  |  | SOLUTION | FERTILITY |  | GM501 COLLAGENASE | [5 empty] | 3ML | [8 empty] | https://gynemed.de/wp-content/uploads/2018/11/Fertility_Treatment_2.0_Rev18_00.pdf | [7 empty] | QC Completed | Production Completed
ESI | 006 |  | CHJ |  |  |  | CHJ | CHJ | Data Enrichment | CHJ | [11 empty] | NMC | 802282 | 15246 | 2411103626 | 15246_2411103626 | Med-Surg Consumable | SOLUTION CALIBRATION GT2011 STARGEL 10 BUFFER FOR CELLS SUSPENSION 500ML | - | HAEMOKINESIS | HAEMOKINESIS | MILAB SCIENTIFIC & LABORATORY EQUIPMENT TRADING LLC | - | - | Each | - | 410 | CONSUMABLES | - | - | - | - | STATIONERY | - | NMC-Default | Na | NA | NA | - | Y | Y | Y | Y | - | - | - | - | - | Y | 1.4 | - | - | Active | - | - | N | N | - | - | - | - | - | - | - | - | - | - | - | - | - | 44005.513275463 | MILAB SCIENTIFIC | MILAB SCIENTIFIC |  | HAEMOKINESIS |  | GT2011 | [17 empty] | 41116100 Manual test kits and quality controls and calibrators and standards |  |  |  |  | SOLUTION | CALIBRATION | STARGEL 10 | [6 empty] | 500ML |  |  | BUFFER, FOR CELL SUSPENSION | [5 empty] | URL NOT FOUND | [7 empty] | QC Completed | Production Completed
ESI | 006 |  | CHJ |  |  |  | CHJ | CHJ | Data Enrichment | CHJ | [11 empty] | NMC | 802288 | 15255 | 2422907174 | 15255_2422907174 | Med-Surg Consumable | SOLUTION DISINFECTION 155031 LASERHF PARO 1.2ML ENDO-PDT 3's | - | HAGER & WERKEN | 155031 | DENTAL TECHNOLOGY MIDDLE EAST | - | - | BOX | - | 300 | CONSUMABLES | - | - | - | - | ORTHOPAEDICS | - | Medical Equipment and Accessories and Supplies | Orthopedic surgical implants | Orthopedic trauma implants | Bone plate | - | Y | Y | Y | Y | - | - | - | - | - | Y | 253.8 | - | - | Active | - | - | N | N | - | - | - | - | - | - | - | - | - | - | - | C1713 | C1713 | 44006.4485185185 | DENTAL TECHNOLOGY MIDDLE EAST | DENTAL TECHNOLOGY MIDDLE EAST |  | HAGER & WERKEN |  | 155031 |  |  |  | EA | 1 | ST | 3 | [10 empty] | 42152500 General dental supplies |  |  |  |  | SOLUTION | DISINFECTION | LASERHF ENDO-PDT | [6 empty] | 1.2ML | [8 empty] | http://www.eurodental.it/it/download/Hager_Werken/CatalogoHagerWerken.pdf | [7 empty] | QC Completed | Production Completed
ESI | 006 |  | CHJ |  |  |  | CHJ | CHJ | Data Enrichment | CHJ | [11 empty] | NMC | 802295 | 15269 | 2411104912 | 15269_2411104912 | Med-Surg Consumable | SOLUTION CLINICAL METHANOL EUROLAB 5L | - | HALLEY MEDICAL | HALLEY MEDICAL | AL MAZROUI MEDICAL & CHEMICAL SUPPLIES | - | - | EA | - | 130 | CONSUMABLES | - | - | - | - | SUTURE | - | Medical Equipment and Accessories and Supplies | Wound care products | Suture and related products | Suture | - | Y | Y | Y | Y | - | - | - | - | - | Y | 1039 | - | - | Active | - | - | Y | Y | - | - | - | - | - | - | - | - | - | - | - | A4649 | A4649 | 44007.4655092593 | AL MAZROUI MEDICAL & CHEMICAL SUPPLIES | AL MAZROUI MEDICAL & CHEMICAL SUPPLIES |  | HALLEY MEDICAL | [19 empty] | 41116105 Chemistry reagents or solutions |  |  |  |  | SOLUTION | CHEMISTRY | METHANOL | [6 empty] | 5LT | [8 empty] | URL NOT FOUND | [7 empty] | QC Completed | Production Completed
ESI | 006 |  | CHJ |  |  |  | CHJ | CHJ | Data Enrichment | CHJ | [11 empty] | NMC | 802415 | 15971 | 2411103716 | 15971_2411103716 | Med-Surg Consumable | SOLUTION PATHOLOGY 236004 CYTOLYT METHANOL BASED CLEAR BUFFERED 4's | - | HOLOGIC | 236004 | CYTOMED MIDDLE EAST | - | - | BOX | - | 1000 | CONSUMABLES | - | - | - | - | ORTHOPAEDICS | - | Medical Equipment and Accessories and Supplies | Orthopedic surgical implants | Orthopedic trauma implants | Bone screw | - | Y | Y | Y | Y | - | - | - | - | - | Y | 253.89 | - | - | Active | - | - | N | N | - | - | - | - | - | - | - | - | - | - | - | C1713 | C1713 | 44087.436412037 | CYTOMED | CYTOMED |  | HOLOGIC |  | 236004 | [17 empty] | 41116124 Histology reagents or solutions or stains |  |  |  |  | SOLUTION | HISTOLOGY | CYTOLYT | METHANOL BASED | [8 empty] | BUFFERED |  |  |  | CLEAR | PATHOLOGY | https://www.highergov.com/contract-opportunity/6640-cytological-testing-supplies-for-hologic-thi-36c25922q0431-p-590df/ | [7 empty] | QC Completed | Production Completed
ESI | 006 |  | CHJ |  |  |  | CHJ | CHJ | Data Enrichment | CHJ | [11 empty] | NMC | 802426 | 16705 | 2411102109 | 16705_2411102109 | Med-Surg Consumable | SOLUTION CLINICAL HYDROGEN PEROXIDE HOSPICARE 200ML | - | HOSPICARE | HOSPICARE | APPLE MED TRADING LLC | - | - | Each | - | 4.75 | CONSUMABLES | - | - | - | - | ORTHOPAEDICS | - | Medical Equipment and Accessories and Supplies | Orthopedic surgical implants | Orthopedic trauma implants | Orthopedic trauma implants | - | Y | Y | Y | Y | - | - | - | - | - | Y | 1500 | - | - | Active | - | - | N | N | - | - | - | - | - | - | - | - | - | - | - | C1776 | C1776 | 44161.582962963 | APPLE MED TRADING LLC | APPLE MED TRADING LLC |  | HOSPICARE | [19 empty] | 47131800 Cleaning and disinfecting solutions |  |  |  |  | SOLUTION | DISINFECTING |  | HYDROGEN PEROXIDE | [5 empty] | 200ML | [7 empty] | CLINICAL | URL NOT FOUND | [7 empty] | QC Completed | Production Completed
ESI | 006 |  | CHJ |  |  |  | CHJ | CHJ | Data Enrichment | CHJ | [11 empty] | NMC | 802538 | 16938 | 2421506958 | 16938_2421506958 | Med-Surg Consumable | SOLUTION DENTAL CH040 FORMOCRESOL 20ML | - | I-DENTAL | CH040 | AL ARABIA MEDICAL SURGICAL EQUIPMENT TRADING LLC. | - | - | Each | - | 25 | CONSUMABLES | - | - | - | - | ORTHOPAEDICS | - | Medical Equipment and Accessories and Supplies | Orthopedic surgical implants | Hip joint implants | Femoral head | - | Y | Y | Y | Y | - | - | - | - | - | Y | 2000 | - | - | Active | - | - | N | N | - | - | - | - | - | - | - | - | - | - | - | C1776 | C1776 | 44191.7465046296 | AL ARABIA MEDICAL SURGICAL EQUIPMENT TRADING LLC | AL ARABIA MEDICAL SURGICAL EQUIPMENT TRADING LLC |  | I-DENTAL |  | CH040 | [17 empty] | 42152500 General dental supplies |  |  |  |  | SOLUTION | DENTAL |  | FORMOCRESOL | [5 empty] | 20ML | [8 empty] | http://www.mehraninternational.com/pdf/i-Dental.pdf | [7 empty] | QC Completed | Production Completed
ESI | 006 |  | CHJ |  |  |  | CHJ | CHJ | Data Enrichment | CHJ | [11 empty] | NMC | 802539 | 16939 | 2421506428 | 16939_2421506428 | Med-Surg Consumable | SOLUTION DISINFECTANT ROOT CANAL CAMPHENOL PLUS 20ML | - | I-DENTAL | I-DENTAL | BIN ALI MEDICAL SUPPLIES LLC | - | - | Each | - | 40 | CONSUMABLES | - | - | - | - | ORTHOPAEDICS | - | Medical Equipment and Accessories and Supplies | Orthopedic surgical implants | Hip joint implants | Femoral head | - | Y | Y | Y | Y | - | - | - | - | - | Y | 3000 | - | - | Active | - | - | N | N | - | - | - | - | - | - | - | - | - | - | - | C1776 | C1776 | 44191.7476388889 | BIN ALI MEDICAL SUPPLIES LLC | BIN ALI MEDICAL SUPPLIES LLC |  | I-DENTAL | [19 empty] | 42152500 General dental supplies |  |  |  |  | SOLUTION | DISINFECTION | CAMPHENOL PLUS | [6 empty] | 20ML |  |  | ROOT CANAL | [5 empty] | URL NOT FOUND | [7 empty] | QC Completed | Production Completed
ESI | 006 |  | CHJ |  |  |  | CHJ | CHJ | Data Enrichment | CHJ | [11 empty] | NMC | 802580 | 17175 | 2512400158 | 17175_2512400158 | Med-Surg Consumable | TREATMENT MESOTHERAPY INNO DEGREASING SOLUTION 50ML | - | INNOAESTHETICS | INNOAESTHETICS | MSK FZE | - | - | Each | - | 165 | CONSUMABLES | - | - | - | - | GENERAL MEDICAL CONSUMABLES | - | Medical Equipment and Accessories and Supplies | Surgical products | Surgical support supplies | Surgical support supplies | - | Y | Y | Y | Y | - | - | - | - | - | Y | 260 | - | - | Active | - | - | N | N | - | - | - | - | - | - | - | - | - | - | - | A4649 | A4649 | 44226.3768634259 |  |  |  | INNOAESTHETICS | [19 empty] | 53131613 Facial care products |  |  |  |  | SOLUTION | SKIN CARE | [7 empty] | 50ML |  |  | INNO, DEGREASING | [5 empty] | URL NOT FOUND | [7 empty] | QC Completed | Production Completed
ESI | 006 |  | CHJ |  |  |  | CHJ | CHJ | Data Enrichment | CHJ | [11 empty] | NMC | 802590 | 17196 | 2471000009 | 17196_2471000009 | Med-Surg Consumable | TABLET WATER TREATMENT I010100025 TOSIL MED DISINFECTANT 25's | - | INOQUEST LABS | I010100025 | UNICARE MEDICAL TRADING L.LC | - | - | PKT | - | 55 | CONSUMABLES | - | - | - | - | ANESTHESIA & RESPIRATORY | - | Medical Equipment and Accessories and Supplies | Patient care and treatment products and supplies | Medical documentation products | General use medical labels | - | Y | Y | Y | Y | - | - | - | - | - | Y | 47.5 | - | - | Active | - | - | N | N | - | - | - | - | - | - | - | - | - | - | - | A4649 | A4649 | 44229.3545717593 | UNICARE MEDICAL TRADING LLC | UNICARE MEDICAL TRADING LLC |  | INOQUEST LABS |  | I010100025 |  |  |  | EA | 1 | PK | 25 | [10 empty] | 42281604 Medical surface disinfectants |  |  |  |  | SOLUTION | DISINFECTANT | TOSIL MED | [9 empty] | TABLET | [5 empty] | URL NOT FOUND | [7 empty] | QC Completed | Production Completed
ESI | 006 |  | CHJ |  |  |  | CHJ | CHJ | Data Enrichment | CHJ | [11 empty] | NMC | 802591 | 17197 | 2422800662 | 17197_2422800662 | Med-Surg Consumable | SOLUTION DISINFECTANT SURFACE I020100039 IQ B20 ALDEHYDE-FREE LIQUID CONCENTRATE 1000ML SPRAY BOTTLE | - | INOQUEST LABS | I020100039 | UNICARE MEDICAL TRADING L.LC | - | - | Each | - | 30 | CONSUMABLES | - | - | - | - | ORTHOPAEDICS | - | Medical Equipment and Accessories and Supplies | Orthopedic surgical implants | Orthopedic trauma implants | Bone screw | - | Y | Y | Y | Y | - | - | - | - | - | Y | 624 | - | - | Active | - | - | N | N | - | - | - | - | - | - | - | - | - | - | - | C1713 | C1713 | 44229.5526041667 | UNICARE MEDICAL TRADING LLC | UNICARE MEDICAL TRADING LLC |  | INOQUEST LABS |  | I020100039 | [17 empty] | 47131800 Cleaning and disinfecting solutions |  |  |  |  | SOLUTION | DISINFECTION | IQ B20 | [6 empty] | 1000ML |  |  | ALDEHYDE-FREE, LIQUID CONCENTRATE, SPRAY BOTTLE | [5 empty] | URL NOT FOUND | [7 empty] | QC Completed | Production Completed
ESI | 006 |  | CHJ |  |  |  | CHJ | CHJ | Data Enrichment | CHJ | [11 empty] | NMC | 802593 | 17199 | 2422907974 | 17199_2422907974 | Med-Surg Consumable | SOLUTION SURGICAL SPIRIT I020150020 IQ 70% ETHYL ALCOHOL 4% METHYL ALCOHOL CASTOR OIL 500ML EURO BOTTLE WITH CAP | - | INOQUEST LABS | I020150020 | UNICARE MEDICAL TRADING L.LC | - | - | Each | - | 6.3 | CONSUMABLES | - | - | - | - | ORTHOPEDIC | - | Medical Equipment and Accessories and Supplies | Orthopedic surgical implants | Orthopedic trauma implants | Bone plate | - | Y | Y | Y | Y | - | - | - | - | - | Y | 1031.36 | - | - | Active | - | - | N | N | - | - | - | - | - | - | - | - | - | - | - | C1713 | C1713 | 44229.5553819444 | UNICARE MEDICAL TRADING LLC | UNICARE MEDICAL TRADING LLC |  | INOQUEST LABS |  | I020150020 | [17 empty] | 42295421 Surgical prep scrub or paint solutions |  |  |  |  | SOLUTION | SURGICAL SCRUB | IQ | ETHYL ALCOHOL 4%, METHYL ALCOHOL, CASTOR OIL | [5 empty] | 500ML |  |  | EURO BOTTLE, WITH CAP | [5 empty] | URL NOT FOUND | [7 empty] | QC Completed | Production Completed
ESI | 006 |  | CHJ |  |  |  | CHJ | CHJ | Data Enrichment | CHJ | [11 empty] | NMC | 802594 | 17200 | 2411104335 | 17200_2411104335 | Med-Surg Consumable | SOLUTION CLINICAL I020210039 IQ IPA ISOPROPONOL ALCOHOL 70% SPRAY BOTTLE 1000ML | - | INOQUEST LABS | I020210039 | UNICARE MEDICAL TRADING L.LC | - | - | Each | - | 19 | CONSUMABLES | - | - | - | - | ORTHOPAEDICS | - | Medical Equipment and Accessories and Supplies | Orthopedic surgical implants | Orthopedic trauma implants | Bone screw | - | Y | Y | Y | Y | - | - | - | - | - | Y | 133.5 | - | - | Active | - | - | N | N | - | - | - | - | - | - | - | - | - | - | - | C1713 | C1713 | 44229.6227893519 | UNICARE MEDICAL TRADING LLC | UNICARE MEDICAL TRADING LLC |  | INOQUEST LABS |  | I020210039 | [17 empty] | 47131800 Cleaning and disinfecting solutions |  |  |  |  | SOLUTION | DISINFECTING |  | ISOPROPYL ALCOHOL 70% | [5 empty] | 1000ML |  |  | SPRAY BOTTLE |  |  |  |  | CLINICAL | URL NOT FOUND | [7 empty] | QC Completed | Production Completed
ESI | 006 |  | CHJ |  |  |  | CHJ | CHJ | Data Enrichment | CHJ | [11 empty] | NMC | 802595 | 17201 | 2422907253 | 17201_2422907253 | Med-Surg Consumable | SOLUTION SURGICAL SCRUB I020420088 IQ HEX WASH 4% CHLORHEXIDINE GLUCONATE 1 LTR EURO BOTTLE DISPOSABLE | - | INOQUEST LABS | I020420088 | UNICARE MEDICAL TRADING L.LC | - | - | Each | - | 25 | CONSUMABLES | - | - | - | - | ORTHOPAEDICS | - | Medical Equipment and Accessories and Supplies | Orthopedic surgical implants | Orthopedic trauma implants | Bone screw | - | Y | Y | Y | Y | - | - | - | - | - | Y | 133.5 | - | - | Active | - | - | N | N | - | - | - | - | - | - | - | - | - | - | - | C1713 | C1713 | 44229.6236574074 | UNICARE MEDICAL TRADING LLC | UNICARE MEDICAL TRADING LLC |  | INOQUEST LABS |  | I020420088 | [17 empty] | 42295421 Surgical prep scrub or paint solutions |  |  |  |  | SOLUTION | SURGICAL SCRUB | IQ HEX WASH | CHLORHEXIDINE GLUCONATE 4% | [5 empty] | 1LT |  |  | EURO BOTTLE |  |  | DISPOSABLE |  |  | URL NOT FOUND | [7 empty] | QC Completed | Production Completed
ESI | 006 |  | CHJ |  |  |  | CHJ | CHJ | Data Enrichment | CHJ | [11 empty] | NMC | 802654 | 17344 | 2422800808 | 17344_2422800808 | Med-Surg Consumable | TEST PACK STERILIZATION 08102 WITH H2O2 INDICATOR PLASMA HELIX 100's | - | INTERLOCK | 08102 | KIWI MEDICAL SUPPLIES L.L.C | - | - | BOX | - | 670 | CONSUMABLES | - | - | - | - | OPERATION THEATRE | - | Medical Equipment and Accessories and Supplies | Patient care and treatment products and supplies | Heat and cold therapy products | Therapeutic heating or cooling blankets or drapes | - | Y | Y | Y | Y | - | - | - | - | - | Y | 880 | - | - | Active | - | - | N | N | - | - | - | - | - | - | - | - | - | - | - | A4649 | A4649 | 44250.0779861111 | KIWI MEDICAL SUPPLIES LLC | KIWI MEDICAL SUPPLIES LLC |  | INTERLOCK |  | 08102 |  |  |  | BX | 1 | [12 empty] | 42281810 Sterilization test packs |  |  |  |  | TEST PACK | STERILIZATION | [10 empty] | WITH H2O2 INDICATOR, PLASMA HELIX |  |  |  |  | 100'S | https://gm-medical.com/wp-content/uploads/2019/02/InterlockCSSD-Edition30.pdf | [7 empty] | QC Completed | Production Completed
ESI | 006 |  | CHJ |  |  |  | CHJ | CHJ | Data Enrichment | CHJ | [11 empty] | NMC | 802733 | 17532 | 2531300727 | 17532_2531300727 | Med-Surg Consumable | SOLUTION SKIN CARE 1105.06 PRO-HEAL SERUM ADVANCE+ 60ML | - | IS CLINICAL | 1105.06 | LEADER MEDICAL SUPPLIES TRADING LLC | - | - | Each | - | 702.5 | CONSUMABLES | - | - | - | - | GENERAL MEDICAL CONSUMABLES | - | Medical Equipment and Accessories and Supplies | Patient care and treatment products and supplies | Injection and aspiration needles and accessories | Needle or blade or sharps disposal container or cart | - | Y | Y | Y | Y | - | - | - | - | - | Y | 46 | - | - | Active | - | - | N | N | - | - | - | - | - | - | - | - | - | - | - | A4649 | A4649 | 44270.715625 | LEADER MEDICAL SUPPLIES TRADING LLC | LEADER MEDICAL SUPPLIES TRADING LLC |  | IS CLINICAL |  | 1105.06 | [17 empty] | 53131613 Facial care products |  |  |  |  | SOLUTION | SKIN CARE | PRO-HEAL, ADVANCE | [6 empty] | 60ML |  |  | SERUM | [5 empty] | https://www.amazon.sa/-/en/CLINICAL-Pro-Heal-Serum-Advance-Salon/dp/B0781BL7HR | [7 empty] | QC Completed | Production Completed
ESI | 006 |  | CHJ |  |  |  | CHJ | CHJ | Data Enrichment | CHJ | [11 empty] | NMC | 802734 | 17533 | 2531300728 | 17533_2531300728 | Med-Surg Consumable | SOLUTION SKIN CARE 1103.06 HYDRA-COOL SERUM 60ML | - | IS CLINICAL | 1105.06 | LEADER MEDICAL SUPPLIES TRADING LLC | - | - | Each | - | 480.25 | CONSUMABLES | - | - | - | - | CATHLAB | - | Medical Equipment and Accessories and Supplies | Medical diagnostic imaging and nuclear medicine products | Vascular imaging and interventional cardiology and cardiac catheterization lab products | Diagnostic or interventional vascular catheters or sets | - | Y | Y | Y | Y | - | - | - | - | - | Y | 495 | - | - | Active | - | - | Y | Y | - | - | - | - | - | - | - | - | - | - | - | C1725 | C1725 | 44271.7761689815 | LEADER MEDICAL SUPPLIES TRADING LLC | LEADER MEDICAL SUPPLIES TRADING LLC |  | IS CLINICAL |  | 1103.06 | [17 empty] | 53131613 Facial care products |  |  |  |  | SOLUTION | SKIN CARE | HYDRA-COOL | [6 empty] | 60ML |  |  | SERUM | [5 empty] | https://www.amazon.sa/-/en/CLINICAL-Pro-Heal-Serum-Advance-Salon/dp/B0781BL7HR | [7 empty] | QC Completed | Production Completed
ESI | 006 |  | CHJ |  |  |  | CHJ | CHJ | Data Enrichment | CHJ | [11 empty] | NMC | 802735 | 17534 | 2531300738 | 17534_2531300738 | Med-Surg Consumable | SOLUTION SKIN 1212.015 C EYE SERUM ADVANCE+ 15ML | - | IS CLINICAL | 1212.015 | LEADER MEDICAL SUPPLIES TRADING LLC | - | - | Each | - | 231.4 | CONSUMABLES | - | - | - | - | CATHLAB | - | Medical Equipment and Accessories and Supplies | Medical diagnostic imaging and nuclear medicine products | Vascular imaging and interventional cardiology and cardiac catheterization lab products | Diagnostic or interventional vascular catheters or sets | - | Y | Y | Y | Y | - | - | - | - | - | Y | 495 | - | - | Active | - | - | Y | Y | - | - | - | - | - | - | - | - | - | - | - | C1725 | C1725 | 44271.9986458333 | LEADER MEDICAL SUPPLIES TRADING LLC | LEADER MEDICAL SUPPLIES TRADING LLC |  | IS CLINICAL |  | 1212.015 | [17 empty] | 53131613 Facial care products |  |  |  |  | SOLUTION | SKIN CARE | ADVANCE+ | [6 empty] | 15ML |  |  | SERUM, C EYE | [5 empty] | https://drsarasandco.com.au/product/is-clinical-c-eye-serum-advance-15ml/ | [7 empty] | QC Completed | Production Completed
ESI | 006 |  | CHJ |  |  |  | CHJ | CHJ | Data Enrichment | CHJ | [11 empty] | NMC | 802812 | 17733 | 2411000985 | 17733_2411000985 | Med-Surg Consumable | SWAB CULTURE NASAL WITHOUT MEDIUM ALUMINIUM STICK WITH VISCOPE TIP JIANGSU HUIDA STERILE | - | JIANGSU HUIDA | - | ALL CARE MEDICAL SUPPLIES L.L.C | - | - | EA | - | 0.34 | CONSUMABLES | - | - | - | - | LABORATORY | - | Laboratory and Measuring and Observing and Testing Equipment | Laboratory supplies and fixtures | Pipette tips | Universal pipette tips | - | Y | Y | Y | Y | - | - | - | - | - | Y | 1000 | - | - | Active | - | - | N | N | - | - | - | - | - | - | - | - | - | - | - | A4649 | A4649 | 44292.7433564815 | ALL CARE MEDICAL SUPPLIES LLC | ALL CARE MEDICAL SUPPLIES LLC |  | JIANGSU HUIDA | [19 empty] | 41104116 Swab collection or transport containers |  |  |  |  | SWAB | CULTURE | [10 empty] | NASAL WITHOUT MEDIUM, ALUMINIUM STICK, WITH VISCOPE TIP | STERILE |  |  |  |  | URL NOT FOUND | [7 empty] | QC Completed | Production Completed
ESI | 006 |  | CHJ |  |  |  | CHJ | CHJ | Data Enrichment | CHJ | [11 empty] | NMC | 803017 | 18548 | 2411105156 | 18548_2411105156 | Med-Surg Consumable | SOLUTION CLEANING KU-CS-01 KEYU 500 ML FOR 600 TESTS | - | KEYU | KU-CS-01 | VARIETIES MEDICAL SUPPLIES | - | - | EA | - | 0 | CONSUMABLES | - | - | - | - | ORTHOPAEDICS | - | Medical Equipment and Accessories and Supplies | Orthopedic surgical implants | Orthopedic trauma implants | Bone screw | - | Y | Y | Y | Y | - | - | - | - | - | Y | 790 | - | - | Active | - | - | N | N | - | - | - | - | - | - | - | - | - | - | - | C1713 | C1713 | 44448.7013194444 | VARIETIES MEDICAL SUPPLIES | VARIETIES MEDICAL SUPPLIES |  | KEYU |  | KU-CS-01 | [17 empty] | 41115800 Clinical and diagnostic analyzers and accessories and supplies |  |  |  |  | SOLUTION | CLEANING | [16 empty] | URL NOT FOUND | [7 empty] | QC Completed | Production Completed
ESI | 006 |  | CHJ |  |  |  | CHJ | CHJ | Data Enrichment | CHJ | [11 empty] | NMC | 803018 | 18549 | 2411105157 | 18549_2411105157 | Med-Surg Consumable | SOLUTION CLEANING KU-CCCS-01 CONCENTRATED 100ML FOR 1000 TESTS | - | KEYU | KU-CS-01 | VARIETIES MEDICAL SUPPLIES | - | - | EA | - | 0 | CONSUMABLES | - | - | - | - | CODES TO BE DEACTIVATED | - | Apparel and Luggage and Personal Care Products | Personal care products | Bath and body | Facial care products | - | Y | Y | Y | Y | - | - | - | - | - | Y | 25.87 | - | - | Active | - | - | N | N | - | - | - | - | - | - | - | - | - | - | - | A4649 | A4649 | 44451.4681365741 | VARIETIES MEDICAL SUPPLIES | VARIETIES MEDICAL SUPPLIES |  | KEYU |  | KU-CCCS-01 | [17 empty] | 41115800 Clinical and diagnostic analyzers and accessories and supplies |  |  |  |  | SOLUTION | CLEANING | [7 empty] | 100ML |  |  | 1000 TEST | [5 empty] | https://www.volza.com/p/cleaning-solutions/export/hsn-code-34025019/ | [7 empty] | QC Completed | Production Completed
ESI | 006 |  | CHJ |  |  |  | CHJ | CHJ | Data Enrichment | CHJ | [11 empty] | NMC | 803067 | 18660 | 2411104800 | 18660_2411104800 | Med-Surg Consumable | SOLUTION DNA REMOVER CL0001 POWER CLEANSER KOGENE BIOTECH 500 ML | - | KOGENE BIOTECH | CL0001 | AL MAZROUI MEDICAL & CHEMICAL SUPPLIES | - | - | Each | - | 788 | CONSUMABLES | - | - | - | - | OPERATION THEATRE | - | Medical Equipment and Accessories and Supplies | Intravenous and arterial administration products | Intravenous and arterial cannulas and catheters and accessories | Umbilical catheters | - | Y | Y | Y | Y | - | - | - | - | - | Y | 92 | - | - | Active | - | - | N | N | - | - | - | - | - | - | - | - | - | - | - | A4649 | A4649 | 44473.6433564815 | AL MAZROUI MEDICAL & CHEMICAL SUPPLIES | AL MAZROUI MEDICAL & CHEMICAL SUPPLIES |  | KOGENEBIOTECH |  | CL0001 | [17 empty] | 42281603 Medical device or instrument disinfectants |  |  |  |  | SOLUTION | DNA REMOVER | POWERCLEANSER | [6 empty] | 500ML | [8 empty] | https://www.kogene.co.kr/eng/sub/product/dna_remover/pcDNA.asp | [7 empty] | QC Completed | Production Completed
ESI | 006 |  | CHJ |  |  |  | CHJ | CHJ | Data Enrichment | CHJ | [11 empty] | NMC | 803072 | 18669 | 2422800457 | 18669_2422800457 | Med-Surg Consumable | SOLUTION DISINFECTANT KONIX ULTRASEPTIC T-SPRAY PROBE CLEANER 250ML | - | KONIX | KONIX | BANIYAS MEDICAL EQUIPMENT TRDG | - | - | Each | - | 14 | CONSUMABLES | - | - | - | - | OPERATION THEATRE | - | Medical Equipment and Accessories and Supplies | Surgical products | Surgical cutting instruments and snares and related products | Surgical burr or its accessories | - | Y | Y | Y | Y | - | - | - | - | - | Y | 760 | - | - | Active | - | - | N | N | - | - | - | - | - | - | - | - | - | - | - | A4649 | A4649 | 44474.7081018519 | BANIYAS MEDICAL EQUIPMENT TRADING | BANIYAS MEDICAL EQUIPMENT TRADING |  | KONIX | [19 empty] | 42281704 Instrument cleaners or detergents |  |  |  |  | CLEANER | PROBE | KONIX | [6 empty] | 250ML |  |  | ULTRASEPTIC, T-SPRAY | [5 empty] | URL NOT FOUND | [7 empty] | QC Completed | Production Completed
ESI | 006 |  | CHJ |  |  |  | CHJ | CHJ | Data Enrichment | CHJ | [11 empty] | NMC | 803085 | 18981 | 2411104267 | 18981_2411104267 | Med-Surg Consumable | SOLUTION FERTILITY 10760125 FLUSHING MEDIUM WITH 10 ML HEPARIN 125 ML | - | K-SYSTEM | 10760125 | QUADRI PHARMACEUTICAL STORES LLC | - | - | Each | - | 292.5 | CONSUMABLES | - | - | - | - | LABORATORY | - | Laboratory and Measuring and Observing and Testing Equipment | Measuring and observing and testing instruments | Clinical and diagnostic analyzer reagents | Chemistry analyzer reagents | - | Y | Y | Y | Y | - | - | - | - | - | Y | 350 | - | - | Active | - | - | Y | Y | - | - | - | - | - | - | - | - | - | - | - | A4649 | A4649 | 44523.6235763889 | QUADRI PHARMACEUTICAL STORES LLC | QUADRI PHARMACEUTICAL STORES LLC |  | COOPER SURGICAL |  | 10760125 |  |  |  | EA | 1 | [12 empty] | 12352207 Cultures and fluids |  |  |  |  | MEIDA | CULTURE |  | FLUSHING WITH HEPARIN 10 IU/ML | [5 empty] | 125ML | [7 empty] | SOLUTION FERTILITY | https://fertility.coopersurgical.com/art_media/flushing-medium/ | [7 empty] | QC Completed | Production Completed
ESI | 006 |  | CHJ |  |  |  | CHJ | CHJ | Data Enrichment | CHJ | [11 empty] | NMC | 803086 | 18982 | 2411104269 | 18982_2411104269 | Med-Surg Consumable | SOLUTION FERTILITY 67020010 SAGE 1 STEP MEDIA WITH SPS 10ML | - | K-SYSTEM | 67020010 | QUADRI PHARMACEUTICAL STORES LLC | - | - | Each | - | 132 | CONSUMABLES | - | - | - | - | LABORATORY | - | Laboratory and Measuring and Observing and Testing Equipment | Measuring and observing and testing instruments | Clinical and diagnostic analyzer reagents | Chemistry analyzer reagents | - | Y | Y | Y | Y | - | - | - | - | - | Y | 379 | - | - | Active | - | - | Y | Y | - | - | - | - | - | - | - | - | - | - | - | A4649 | A4649 | 44523.6250810185 | QUADRI PHARMACEUTICAL STORES LLC | QUADRI PHARMACEUTICAL STORES LLC |  | COOPER SURGICAL |  | 67020010 | [17 empty] | 12352207 Cultures and fluids |  |  |  |  | MEIDA | CULTURE | SAGE 1-STEP | PHENOL RED 5MG/ML | [5 empty] | 10ML |  |  | WITH SPS |  |  |  |  | SOLUTION FERTILITY | https://fertility.coopersurgical.com/art_media/sage-1-step/ | [7 empty] | QC Completed | Production Completed
ESI | 006 |  | CHJ |  |  |  | CHJ | CHJ | Data Enrichment | CHJ | [11 empty] | NMC | 803087 | 18983 | 2411104268 | 18983_2411104268 | Med-Surg Consumable | SOLUTION FERTILITY ART-8022 QA MEDIUM SPERM FREEZING 6 X 12ML | - | K-SYSTEM | ART-8022 | QUADRI PHARMACEUTICAL STORES LLC | - | - | Each | - | 940.5 | CONSUMABLES | - | - | - | - | LABORATORY | - | Laboratory and Measuring and Observing and Testing Equipment | Measuring and observing and testing instruments | Clinical and diagnostic analyzer reagents | Chemistry analyzer reagents | - | Y | Y | Y | Y | - | - | - | - | - | Y | 140 | - | - | Active | - | - | Y | Y | - | - | - | - | - | - | - | - | - | - | - | A4649 | A4649 | 44523.6267708333 | QUADRI PHARMACEUTICAL STORES LLC | QUADRI PHARMACEUTICAL STORES LLC |  | COOPER SURGICAL |  | ART-8022 |  |  |  | EA | 1 | PK | 6 | [10 empty] | 12352207 Cultures and fluids |  |  |  |  | MEIDA | CULTURE | QUINNS ADVANTAGE | SPERM FREEZING | [5 empty] | 12ML | [7 empty] | SOLUTION FERTILITY | https://fertility.coopersurgical.com/art_media/quinns-advantage-sperm-freezing-medium/ | [7 empty] | QC Completed | Production Completed
ESI | 006 |  | CHJ |  |  |  | CHJ | CHJ | Data Enrichment | CHJ | [11 empty] | NMC | 803089 | 18985 | 2421506963 | 18985_2421506963 | Med-Surg Consumable | SOLUTION DENTAL 66003764 GLUMA DESENSITIZER LIQUID 5ML | - | KULZER GMBH | 66003764 | MEDICA TRADING LLC | - | - | Each | - | 200 | CONSUMABLES | - | - | - | - | LABORATORY | - | Laboratory and Measuring and Observing and Testing Equipment | Measuring and observing and testing instruments | Clinical and diagnostic analyzer reagents | Chemistry analyzer reagents | - | Y | Y | Y | Y | - | - | - | - | - | Y | 378 | - | - | Active | - | - | Y | Y | - | - | - | - | - | - | - | - | - | - | - | A4649 | A4649 | 44523.6321412037 | MEDICA TRADING LLC | MEDICA TRADING LLC |  | KULZER GMBH |  | 66003764 | [17 empty] | 42152500 General dental supplies |  |  |  |  | SOLUTION | DENTAL | GLUMA | [6 empty] | 5ML |  |  | DESENSITIZER | [5 empty] | https://www.kogland.com/kulzer-66003764-gluma-desensitizer-5ml | [7 empty] | QC Completed | Production Completed
ESI | 006 |  | CHJ |  |  |  | CHJ | CHJ | Data Enrichment | CHJ | [11 empty] | NMC | 803156 | 21002 | 2411102924 | 21002_2411102924 | Med-Surg Consumable | STRIP CHEMISTRY TEST ONE TOUCH STATSTRIP GLUCOSE 100's | - | LIFE SCAN | LIFE SCAN INC | MODERN PHARMACEUTICAL CO. | - | - | BOX | - | 110 | CONSUMABLES | - | - | - | - | CATHLAB | - | Medical Equipment and Accessories and Supplies | Medical diagnostic imaging and nuclear medicine products | Vascular imaging and interventional cardiology and cardiac catheterization lab products | Coronary stent | - | Y | Y | Y | Y | - | - | - | - | - | Y | 3600 | - | - | Active | - | - | Y | Y | - | - | - | - | - | - | - | - | - | - | - | C1874 | C1874 | 44754.557349537 | MODERN PHARMACEUTICAL CO | MODERN PHARMACEUTICAL CO |  | LIFE SCAN | [5 empty] | EA | 1 | PK | 100 | [10 empty] | 41116104 Chemistry test kits or supplies |  |  |  |  | STRIP | CHEMISTRY TEST | ONETOUCH, STATSTRIP | GLUCOSE | [14 empty] | URL NOT FOUND | [7 empty] | QC Completed | Production Completed
ESI | 006 |  | CHJ |  |  |  | CHJ | CHJ | Data Enrichment | CHJ | [11 empty] | NMC | 803158 | 21006 | 2411103548 | 21006_2411103548 | Med-Surg Consumable | STRIP CHEMISTRY TEST ONE TOUCH STATSTRIP KETONE 50's | - | LIFE SCAN | LIFE SCAN INC | MODERN PHARMACEUTICAL CO. | - | - | BOX | - | 250 | CONSUMABLES | - | - | - | - | OPERATION THEATRE | - | Medical Equipment and Accessories and Supplies | Surgical products | Surgical equipment and accessories and related products | Operating room patient positioning devices or accessories | - | Y | Y | Y | Y | - | - | - | - | - | Y | 0 | - | - | Active | - | - | N | N | - | - | - | - | - | - | - | - | - | - | - | C1776 | C1776 | 44755.4932523148 | MODERN PHARMACEUTICAL CO | MODERN PHARMACEUTICAL CO |  | LIFE SCAN | [5 empty] | EA | 1 | PK | 50 | [10 empty] | 41116104 Chemistry test kits or supplies |  |  |  |  | STRIP | CHEMISTRY TEST | ONETOUCH, STATSTRIP | KETONE | [14 empty] | URL NOT FOUND | [7 empty] | QC Completed | Production Completed
ESI | 006 |  | CHJ |  |  |  | CHJ | CHJ | Data Enrichment | CHJ | [11 empty] | NMC | 803159 | 21007 | 2411104462 | 21007_2411104462 | Med-Surg Consumable | STRIP CHEMISTRY TEST ONE TOUCH SELECT PLUS 50's | - | LIFE SCAN | LIFE SCAN INC | NEW PHARMACY CO. LTD | - | - | BOX | - | 53.85 | CONSUMABLES | - | - | - | - | OPERATION THEATRE | - | Medical Equipment and Accessories and Supplies | Surgical products | Surgical support supplies | Surgical support supplies | - | Y | Y | Y | Y | - | - | - | - | - | Y | 2200 | - | - | Active | - | - | N | N | - | - | - | - | - | - | - | - | - | - | - | A4649 | A4649 | 44755.5101041667 | NEW PHARMACY CO. LTD |  |  | LIFE SCAN | [5 empty] | EA | 1 | PK | 50 | [10 empty] | 41116104 Chemistry test kits or supplies |  |  |  |  | STRIP | CHEMISTRY TEST | ONETOUCH PLUS | [15 empty] | URL NOT FOUND | [7 empty] | QC Completed | Production Completed
ESI | 006 |  | CHJ |  |  |  | CHJ | CHJ | Data Enrichment | CHJ | [11 empty] | NMC | 803168 | 21033 | 2411101880 | 21033_2411101880 | Med-Surg Consumable | SWAB CULTURE 500010 CHLAMYDIA TRACHOMATIS ANTIGEN RAPID TEST 20T | - | LIMINGBIO | 500010 | BIOMED SUPPLY MEDICAL EQUIPMENT TRADING L.L.C | - | - | KIT | - | 250 | CONSUMABLES | - | - | - | - | EXPENSES | - | Medical Equipment and Accessories and Supplies | Orthopedic surgical implants | Orthopedic trauma implants | Bone plate | - | Y | Y | Y | Y | - | - | - | - | - | Y | 2476 | - | - | Active | - | - | N | N | - | - | - | - | - | - | - | - | - | - | - | C1713 | C1713 | 44757.5628356481 | BIOMED SUPPLY MEDICAL EQUIPMENT TRADING L.L.C | BIOMED SUPPLY MEDICAL EQUIPMENT TRADING L.L.C |  | LIMINGBIO |  | 500010 |  |  |  | BX | 1 | [12 empty] | 41104116 Swab collection or transport containers |  |  |  |  | SWAB | CULTURE | STRONGSTEP | CHLAMYDIA TRACHOMATIS ANTIGEN RAPID | [8 empty] | 20 TEST | [5 empty] | https://www.limingbio.com/chlamydia-antigen-product/ | [7 empty] | QC Completed | Production Completed
ESI | 006 |  | CHJ |  |  |  | CHJ | CHJ | Data Enrichment | CHJ | [11 empty] | NMC | 803473 | 22526 | 2512400285 | 22526_2512400285 | Med-Surg Consumable | SOLUTION SKIN REJUVENATION 610230 NEUTRALIZER 120ML | - | MAD SKINCARE | 610230 | AL NAJAH AL MOTEALK GENERAL TRADING L.L.C | - | - | BTL | - | 167 | CONSUMABLES | - | - | - | - | ORTHOPAEDICS | - | Medical Equipment and Accessories and Supplies | Orthopedic surgical implants | Soft tissue fixation products | Interference screw | - | Y | Y | Y | Y | - | - | - | - | - | Y | 3110 | - | - | Active | - | - | N | N | - | - | - | - | - | - | - | - | - | - | - | C1713 | C1713 | 44924.6385300926 | AL NAJAH AL MOTEALK GENERAL TRADING LLC | AL NAJAH AL MOTEALK GENERAL TRADING LLC |  | MAD SKINCARE |  | 610230 |  |  |  | EA | 1 | [12 empty] | 53131613 Facial care products |  |  |  |  | SOLUTION | SKIN CARE | [7 empty] | 120ML |  |  | REJUVENATION, NEUTRALIZER | [5 empty] | https://www.madprofessional.com/Neutralizer-Solution-p/610230.htm | [7 empty] | QC Completed | Production Completed
ESI | 006 |  | CHJ |  |  |  | CHJ | CHJ | Data Enrichment | CHJ | [11 empty] | NMC | 803474 | 22530 | 2512400290 | 22530_2512400290 | Med-Surg Consumable | SOLUTION SKIN REJUVENATION 700103 GLYCOLIC ACID 40% 60ML | - | MAD SKINCARE | 700103 | AL NAJAH AL MOTEALK GENERAL TRADING L.L.C | - | - | Each | - | 327.46 | CONSUMABLES | - | - | - | - | INSTRUMENT | - | NMC-Default | Na | NA | NA | - | Y | Y | Y | Y | - | - | - | - | - | Y | 562 | - | - | Active | - | - | N | N | - | - | - | - | - | - | - | - | - | - | - | - | - | 44924.653900463 | AL NAJAH AL MOTEALK GENERAL TRADING LLC | AL NAJAH AL MOTEALK GENERAL TRADING LLC |  | MAD SKINCARE |  | 700103 |  |  |  | EA | 1 | [12 empty] | 53131613 Facial care products |  |  |  |  | SOLUTION | SKIN CARE |  | GLYCOLIC ACID 40% | [5 empty] | 60ML |  |  | REJUVENATION | [5 empty] | URL NOT FOUND | [7 empty] | QC Completed | Production Completed
ESI | 006 |  | CHJ |  |  |  | CHJ | CHJ | Data Enrichment | CHJ | [11 empty] | NMC | 803539 | 22906 | 2421506017 | 22906_2421506017 | Med-Surg Consumable | SOLUTION ENDODONTIC 0101025001 MAQUIRA EDTA ROOT CANAL CLEANING 100ML | - | MAQUIRA | 101025001 | SCORPIOS INTERNATIONAL LLC | - | - | Each | - | 55 | CONSUMABLES | - | - | - | - | CATHLAB | - | Medical Equipment and Accessories and Supplies | Surgical products | Endoscopic instruments and supplies and accessories and related products | Endoscopic dilators or inflation devices | - | Y | Y | Y | Y | - | - | - | - | - | Y | 1500 | - | - | Active | - | - | Y | Y | - | - | - | - | - | - | - | - | - | - | - | C1726 | C1726 | 44977.6558101852 | SCORPIOS INTERNATIONAL LLC | SCORPIOS INTERNATIONAL LLC |  | MAQUIRA |  | 101025001 |  |  |  | EA | 1 | [12 empty] | 42152500 General dental supplies |  |  |  |  | SOLUTION | ENDODONTIC | EDTA 17% | [6 empty] | 20ML |  |  | ROOT CANAL | [5 empty] | https://hospitalshop.com/products/dental/endodontics/endodontic-points-and-medicaments/endodontic-medicaments/maquira-edta-solution-17-20-ml-clear-101025001-umtlq | [7 empty] | QC Completed | Production Completed
ESI | 006 |  | CHJ |  |  |  | CHJ | CHJ | Data Enrichment | CHJ | [11 empty] | NMC | 803544 | 22911 | 2421506336 | 22911_2421506336 | Med-Surg Consumable | SOLUTION HEMOSTATIC HEMOPARE MAQUIRA 10 ML | - | MAQUIRA | MAQUIRA | AL ARABIA MEDICAL SURGICAL EQUIPMENT TRADING LLC. | - | - | Each | - | 35 | CONSUMABLES | - | - | - | - | PHARMACY BILLING | - | NMC-Default | Na | NA | NA | - | Y | Y | Y | Y | - | - | - | - | - | Y | 64.4 | - | - | Active | - | - | N | N | - | - | - | - | - | - | - | - | - | - | - | A4649 | A4649 | 44978.6134143519 | AL ARABIA MEDICAL SURGICAL EQUIPMENT TRADING LLC | AL ARABIA MEDICAL SURGICAL EQUIPMENT TRADING LLC |  | MAQUIRA | [19 empty] | 42311600 Hemostatic agents |  |  |  |  | SOLUTION | HEMOSTATIC | HEMOPARE | [6 empty] | 10ML | [8 empty] | URL NOT FOUND | [7 empty] | QC Completed | Production Completed
ESI | 006 |  | CHJ |  |  |  | CHJ | CHJ | Data Enrichment | CHJ | [11 empty] | NMC | 803697 | 23299 | 2512400486 | 23299_2512400486 | Med-Surg Consumable | TREATMENT MESOTHERAPY 40001020 NANOMESO SOLUTION TRX 10ML X 5VIALS | - | MEDI DERMA | MEDI DERMA | DEEMAH PERFUMES & COSMETICS TRADING L.L.C | - | - | BOX | - | 748.13 | CONSUMABLES | - | - | - | - | CATHLAB | - | Medical Equipment and Accessories and Supplies | Medical diagnostic imaging and nuclear medicine products | Vascular imaging and interventional cardiology and cardiac catheterization lab products | Angioplasty balloon catheter | - | Y | Y | Y | Y | - | - | - | - | - | Y | 1200 | - | - | Active | - | - | Y | Y | - | - | - | - | - | - | - | - | - | - | - | C1731 | C1731 | 45026.6467013889 |  |  |  | MEDI DERMA |  | 40001020 |  |  |  | EA | 1 | PK | 5 | [10 empty] | 53131613 Facial care products |  |  |  |  | SOLUTION | SKIN CARE |  | TRX | [5 empty] | 10ML |  |  | MESOTHERAPY, NON MESO | [5 empty] | URL NOT FOUND | [7 empty] | QC Completed | Production Completed
ESI | 006 |  | CHJ |  |  |  | CHJ | CHJ | Data Enrichment | CHJ | [11 empty] | NMC | 803699 | 23301 | 2512400506 | 23301_2512400506 | Med-Surg Consumable | TREATMENT MESOTHERAPY 40000568 NANOMESO SOLUTION C-VIT 10ML X 5VIALS | - | MEDI DERMA | MEDI DERMA | DEEMAH PERFUMES & COSMETICS TRADING L.L.C | - | - | BOX | - | 412.5 | CONSUMABLES | - | - | - | - | ORTHOPEDIC | - | Medical Equipment and Accessories and Supplies | Orthopedic surgical implants | Orthopedic trauma implants | Bone plate | - | Y | Y | Y | Y | - | - | - | - | - | Y | 3315 | - | - | Active | - | - | N | N | - | - | - | - | - | - | - | - | - | - | - | C1713 | C1713 | 45027.4353472222 |  |  |  | MEDI DERMA |  | 40000568 |  |  |  | EA | 1 | PK | 5 | [10 empty] | 53131613 Facial care products |  |  |  |  | SOLUTION | SKIN CARE |  | VITAMIN-C | [5 empty] | 10ML |  |  | MESOTHERAPY, NON MESO | [5 empty] | URL NOT FOUND | [7 empty] | QC Completed | Production Completed
ESI | 006 |  | CHJ |  |  |  | CHJ | CHJ | Data Enrichment | CHJ | [11 empty] | NMC | 803769 | 23551 | 2422801255 | 23551_2422801255 | Med-Surg Consumable | STRIP DISINFECTANT TEST 4064343166089 VIRUTON PULVER J-QUANT BOX/100 | - | MEDISEPT | 4064343166089 | MODERN PHARMACEUTICAL COMPANY | - | - | Each | - | 2.495 | CONSUMABLES | - | - | - | - | LABORATORY | - | Laboratory and Measuring and Observing and Testing Equipment | Measuring and observing and testing instruments | Manual test kits and quality controls and calibrators and standards | Microbiology or bacteriology identification or sensitivity disks or panels | - | Y | Y | Y | Y | - | - | - | - | - | Y | 48 | - | - | Active | - | - | Y | Y | - | - | - | - | - | - | - | - | - | - | - | A4649 | A4649 | 45064.6728009259 | MODERN PHARMACEUTICAL COMPANY LLC | MODERN PHARMACEUTICAL COMPANY LLC |  | MEDISEPT |  | 4064343166089 |  |  |  | EA | 1 | BX | 100 | [10 empty] | 42281801 Disinfectant test strips |  |  |  |  | STRIP | DISINFECTANT | VIRUTON PULVER, J-QUANT | [15 empty] | URL NOT FOUND | [7 empty] | QC Completed | Production Completed
ESI | 006 |  | CHJ |  |  |  | CHJ | CHJ | Data Enrichment | CHJ | [11 empty] | NMC | 803771 | 23553 | 2421506400 | 23553_2421506400 | Med-Surg Consumable | SOLUTION DISINFECTANT VIRUTON PRE SPRAY 1 LTR | - | MEDISEPT | MEDI-SEPT | MODERN PHARMACEUTICAL CO. | - | - | Each | - | 65 | CONSUMABLES | - | - | - | - | ORTHOPAEDICS | - | Medical Equipment and Accessories and Supplies | Orthopedic surgical implants | Knee joint implants | Knee joint implants | - | Y | Y | Y | Y | - | - | - | - | - | Y | 6501 | - | - | Active | - | - | N | N | - | - | - | - | - | - | - | - | - | - | - | A4649 | A4649 | 45065.667349537 | MODERN PHARMACEUTICAL CO | MODERN PHARMACEUTICAL CO |  | MEDISEPT | [19 empty] | 42281603 Medical device or instrument disinfectants |  |  |  |  | SOLUTION | DISINFECTION | VIRUTON PRE | [6 empty] | 1LT |  |  | SPRAY | [5 empty] | URL NOT FOUND | [7 empty] | QC Completed | Production Completed
ESI | 006 |  | CHJ |  |  |  | CHJ | CHJ | Data Enrichment | CHJ | [11 empty] | NMC | 803791 | 23574 | 2422800590 | 23574_2422800590 | Med-Surg Consumable | STRIP DISINFECTANT TEST ML02-0129 RAPICIDE PA RTU SINGLE SHOT 2 X 100 STRIPS | - | MEDIVATORS | ML02-0129 | FOURMED MEDICAL SUPPLIES L.L.C | - | - | BOX | - | 1000 | CONSUMABLES | - | - | - | - | CATHLAB | - | Medical Equipment and Accessories and Supplies | Medical diagnostic imaging and nuclear medicine products | Vascular imaging and interventional cardiology and cardiac catheterization lab products | Coronary stent | - | Y | Y | Y | Y | - | - | - | - | - | Y | 2850 | - | - | Active | - | - | Y | Y | - | - | - | - | - | - | - | - | - | - | - | C1874 | C1874 | 45070.5211111111 | FOURMED MEDICAL SUPPLIES LLC | FOURMED MEDICAL SUPPLIES LLC |  | MEDIVATORS |  | ML02-0129 |  |  |  | EA | 1 | BX | 100 | [10 empty] | 42281801 Disinfectant test strips |  |  |  |  | STRIP | DISINFECTANT | RAPICIDE PA | [9 empty] | SINGLE SHOT, RTU | [5 empty] | https://www.medivators.com/sites/default/files/OE154065%20ML02-0129%20Vial.pdf | [7 empty] | QC Completed | Production Completed
ESI | 006 |  | CHJ |  |  |  | CHJ | CHJ | Data Enrichment | CHJ | [11 empty] | NMC | 804064 | 24373 | 2531300671 | 24373_2531300671 | Med-Surg Consumable | SOLUTION SKIN MESOESTETIC CPROF 210 DEPIGMENTING BRIGHTENING STERILE 5ML X 5VIALS | - | MESOESTETIC | MESOESTETIC | KALIUM DRUG STORE LLC | - | - | BOX | - | 455 | CONSUMABLES | - | - | - | - | OPHTHALMOLOGY | - | Medical Equipment and Accessories and Supplies | Surgical products | Surgical implants and expanders and extenders and surgical wires and related products | Intraocular lens IOL | - | Y | Y | Y | Y | - | - | - | - | - | Y | 1300 | - | - | Active | - | - | Y | Y | - | - | - | - | - | - | - | - | - | - | - | C1780 | C1780 | 45156.6388541667 | KALIUM DRUG STORE LLC | KALIUM DRUG STORE LLC |  | MESOESTETIC |  | CPROF 210 |  |  |  | EA | 1 | PK | 5 | [10 empty] | 53131613 Facial care products |  |  |  |  | SOLUTION | SKIN CARE | [7 empty] | 5ML |  |  | DEPIGMENTING, BRIGHTENING |  | STERILE |  |  |  | https://www.mesoestetic.in/professional/cprof-210-depigmentation-solution.html | [7 empty] | QC Completed | Production Completed
ESI | 006 |  | CHJ |  |  |  | CHJ | CHJ | Data Enrichment | CHJ | [11 empty] | NMC | 804065 | 24374 | 2531300742 | 24374_2531300742 | Med-Surg Consumable | SOLUTION SKIN MESOESTETIC CPROF PHOTOAGING 5ML X 5VIALS | - | MESOESTETIC | MESOESTETIC | KALIUM DRUG STORE LLC | - | - | BOX | - | 455 | CONSUMABLES | - | - | - | - | OPHTHALMOLOGY | - | Medical Equipment and Accessories and Supplies | Surgical products | Surgical implants and expanders and extenders and surgical wires and related products | Intraocular lens IOL | - | Y | Y | Y | Y | - | - | - | - | - | Y | 600 | - | - | Active | - | - | Y | Y | - | - | - | - | - | - | - | - | - | - | - | C1780 | C1780 | 45156.6681365741 | KALIUM DRUG STORE LLC | KALIUM DRUG STORE LLC |  | MESOESTETIC |  | CPROF |  |  |  | EA | 1 | PK | 5 | [10 empty] | 53131613 Facial care products |  |  |  |  | SOLUTION | SKIN CARE | MESOESTETIC | [6 empty] | 5ML |  |  | PHOTOAGING | [5 empty] | https://www.directdermasupplies.com/en/brands/mesoestetic/mesoestetic-cprof-211-photoaging-solution-5ml/ | [7 empty] | QC Completed | Production Completed
ESI | 006 |  | CHJ |  |  |  | CHJ | CHJ | Data Enrichment | CHJ | [11 empty] | NMC | 804245 | 25252 | 2411001004 | 25252_2411001004 | Med-Surg Consumable | SWAB CULTURE MW168S SIGMA TRANSWAB FECAL 2ML CARY BLAIR, PLASTIC FOAM, WITH HIGH PH FOR BIOFIRE GI PANEL BOX/125 | - | MWE MEDICAL WIRE | MW168S | AL HAYAT PHARMACEUTICALS | - | - | EA | - | 4.48 | CONSUMABLES | - | - | - | - | - | - | - | - | - | - | - | - | - | - | - | - | - | - | - | - | - | - | - | - | - | - | - | - | - | - | - | - | - | - | - | - | - | - | - | - | - | - | - | AL HAYAT PHARMACEUTICALS | AL HAYAT PHARMACEUTICALS |  | MWE MEDICAL WIRE |  | MW168S |  |  |  | EA | 1 | BX | 125 | [10 empty] | 41104116 Swab collection or transport containers |  |  |  |  | SWAB | CULTURE | FECAL TRANSWAB | [9 empty] | CARY BLAIR, PLASTIC FOAM, WITH HIGH PH, FOR BIOFIRE GI PANEL | [5 empty] | URL NOT FOUND | [7 empty] | QC Completed | Production Completed
ESI | 006 |  | CHJ |  |  |  | CHJ | CHJ | Data Enrichment | CHJ | [11 empty] | NMC | 804246 | 25253 | 2411105146 | 25253_2411105146 | Med-Surg Consumable | SWAB CYTOLOGY TEST MWAM5 AMNICATOR AMNIOTIC FLUID INDICATOR BOX/50 | - | MWE MEDICAL WIRE | MWAM5 | AL HAYAT PHARMACEUTICALS | - | - | EA | - | 4 | CONSUMABLES | - | - | - | - | - | - | - | - | - | - | - | - | - | - | - | - | - | - | - | - | - | - | - | - | - | - | - | - | - | - | - | - | - | - | - | - | - | - | - | - | - | - | - | AL HAYAT PHARMACEUTICALS | AL HAYAT PHARMACEUTICALS |  | MWE MEDICAL WIRE |  | MWAM5 |  |  |  | EA | 1 | BX | 50 | [10 empty] | 41104116 Swab collection or transport containers |  |  |  |  | SWAB | CULTURE | AMNICATOR | AMNIOTIC FLUID | [14 empty] | https://www.mwe.co.uk/documents/?document_category=msds | [7 empty] | QC Completed | Production Completed
ESI | 006 |  | CHJ |  |  |  | CHJ | CHJ | Data Enrichment | CHJ | [11 empty] | NMC | 804591 | 25778 | 2512400610 | 25778_2512400610 | Med-Surg Consumable | SOLUTION SKIN EX-D20207 EX REVITALIZING PLUS PEEL 30% GLYCOLIC ACID 30ML | - | NEOSTRATA | EX-D20207 | CHAER BROS INTERNATIONAL (C B C I) | - | - | EA | - | 400 | CONSUMABLES | - | - | - | - | - | - | - | - | - | - | - | - | - | - | - | - | - | - | - | - | - | - | - | - | - | - | - | - | - | - | - | - | - | - | - | - | - | - | - | - | - | - | - | CHAER BROS INTERNATIONAL | CHAER BROS INTERNATIONAL |  | NEOSTRATA |  | EX-D20207 | [17 empty] | 53131613 Facial care products |  |  |  |  | SOLUTION | SKIN CARE |  | GLYCOLIC ACID 30% | [5 empty] | 30ML |  |  | REVITALIZING PLUS PEEL | [5 empty] | URL NOT FOUND | [7 empty] | QC Completed | Production Completed
ESI | 006 |  | CHJ |  |  |  | CHJ | CHJ | Data Enrichment | CHJ | [11 empty] | NMC | 804592 | 25779 | 2512400611 | 25779_2512400611 | Med-Surg Consumable | SOLUTION SKIN EX-D20208A EX REVITALIZING PEEL 20% GLYCOLIC ACID 30ML | - | NEOSTRATA | EX-D20208A | CHAER BROS INTERNATIONAL (C B C I) | - | - | EA | - | 400 | CONSUMABLES | - | - | - | - | - | - | - | - | - | - | - | - | - | - | - | - | - | - | - | - | - | - | - | - | - | - | - | - | - | - | - | - | - | - | - | - | - | - | - | - | - | - | - | CHAER BROS INTERNATIONAL | CHAER BROS INTERNATIONAL |  | NEOSTRATA |  | EX-D20208A | [17 empty] | 53131613 Facial care products |  |  |  |  | SOLUTION | SKIN CARE |  | GLYCOLIC ACID 20% | [5 empty] | 30ML |  |  | REVITALIZING PEEL | [5 empty] | URL NOT FOUND | [7 empty] | QC Completed | Production Completed
ESI | 006 |  | CHJ |  |  |  | CHJ | CHJ | Data Enrichment | CHJ | [11 empty] | NMC | 804593 | 25781 | 2512400603 | 25781_2512400603 | Med-Surg Consumable | SOLUTION SKIN RENEWAL EX-F20211X EXUVIANCE NEUTRALIZER REFILL 200ML | - | NEOSTRATA | EX-F20211X | CHAER BROS INTERNATIONAL (C B C I) | - | - | BTL | - | 120 | CONSUMABLES | - | - | - | - | - | - | - | - | - | - | - | - | - | - | - | - | - | - | - | - | - | - | - | - | - | - | - | - | - | - | - | - | - | - | - | - | - | - | - | - | - | - | - | CHAER BROS INTERNATIONAL | CHAER BROS INTERNATIONAL |  | NEOSTRATA |  | EX-F20211X | [17 empty] | 53131613 Facial care products |  |  |  |  | SOLUTION | SKIN CARE | EXUVIANCE | [6 empty] | 200ML |  |  | NEUTRALIZER, REFILL | [5 empty] | URL NOT FOUND | [7 empty] | QC Completed | Production Completed
ESI | 006 |  | CHJ |  |  |  | CHJ | CHJ | Data Enrichment | CHJ | [11 empty] | NMC | 804594 | 25783 | 2512400093 | 25783_2512400093 | Med-Surg Consumable | SOLUTION SKIN RENEWAL NS-8520 PEEL NEOSTRATA NEUTRALIZER REFILL 1LTR | - | NEOSTRATA | NS-8520 | CHAER BROS INTERNATIONAL (C B C I) | - | - | BTL | - | 220 | CONSUMABLES | - | - | - | - | - | - | - | - | - | - | - | - | - | - | - | - | - | - | - | - | - | - | - | - | - | - | - | - | - | - | - | - | - | - | - | - | - | - | - | - | - | - | - | CHAER BROS INTERNATIONAL | CHAER BROS INTERNATIONAL |  | NEOSTRATA |  | NS-8520 | [17 empty] | 53131613 Facial care products |  |  |  |  | SOLUTION | SKIN CARE | NEOSTRATA PEEL | [6 empty] | 1LT |  |  | NEUTRALIZER, REFILL | [5 empty] | https://shopbeautiful.co.uk/product/neostrata-peel-neutral-refill/ | [7 empty] | QC Completed | Production Completed
ESI | 006 |  | CHJ |  |  |  | CHJ | CHJ | Data Enrichment | CHJ | [11 empty] | NMC | 804828 | 26208 | 2421800718 | 26208_2421800718 | Med-Surg Consumable | STRIP TEST GOT-0021 PERACETIC ACID 100's | - | OLYMPUS | GOT-0021 | GULF DRUG LLC | - | - | BOX | - | 950 | CONSUMABLES | - | - | - | - | - | - | - | - | - | - | - | - | - | - | - | - | - | - | - | - | - | - | - | - | - | - | - | - | - | - | - | - | - | - | - | - | - | - | - | - | - | - | - | GULF DRUG LLC | AL MOOSA HEALTHCARE GROUP |  | OLYMPUS |  | GOT-0021 |  |  |  | EA | 1 | PK | 100 | [10 empty] | 41116104 Chemistry test kits or supplies |  |  |  |  | STRIP | CHEMISTRY TEST |  | PERACETIC ACID | [14 empty] | URL NOT FOUND | [7 empty] | QC Completed | Production Completed
ESI | 006 |  | CHJ |  |  |  | CHJ | CHJ | Data Enrichment | CHJ | [11 empty] | NMC | 805080 | 27796 | 2471300143 | 27796_2471300143 | Med-Surg Consumable | WIPE ALCOHOL XP00142 SANI CLOTH CLEANING DISINFECTANT 125's | - | PDI LIMITED | XP00297 | ALL CARE MEDICAL SUPPLIES L.L.C | - | - | BOX | - | 11.94 | CONSUMABLES | - | - | - | - | - | - | - | - | - | - | - | - | - | - | - | - | - | - | - | - | - | - | - | - | - | - | - | - | - | - | - | - | - | - | - | - | - | - | - | - | - | - | - | ALL CARE MEDICAL SUPPLIES LLC | ALL CARE MEDICAL SUPPLIES LLC |  | PDI LIMITED |  | XP00297 |  |  |  | EA | 1 | CT | 125 | [10 empty] | 42281604 Medical surface disinfectants |  |  |  |  | WIPE | SURFACE DISINFECTANT | SANI CLOTH | [15 empty] | https://pdihc.com/global/wp-content/uploads/sites/2/2019/07/IFU-10-Rev-2-Sani-Cloth-Chlor.pdf | [7 empty] | QC Completed | Production Completed
ESI | 006 |  | CHJ |  |  |  | CHJ | CHJ | Data Enrichment | CHJ | [11 empty] | NMC | 805082 | 27798 | 2471300073 | 27798_2471300073 | Med-Surg Consumable | WIPE CLEANING XP00366 SANI CLOTH ALCOHOL FREE DISINFECTANT UNIVERSAL 200's | - | PDI LIMITED | XP0366 | BIN ALI MEDICAL SUPPLIES LLC | - | - | BOX | - | 14.75 | CONSUMABLES | - | - | - | - | - | - | - | - | - | - | - | - | - | - | - | - | - | - | - | - | - | - | - | - | - | - | - | - | - | - | - | - | - | - | - | - | - | - | - | - | - | - | - | BIN ALI MEDICAL SUPPLIES LLC | BIN ALI MEDICAL SUPPLIES LLC |  | PDI LIMITED | [5 empty] | EA | 1 | PK | 200 | [10 empty] | 42281604 Medical surface disinfectants |  |  |  |  | WIPE | SURFACE DISINFECTANT | SANI CLOTH |  |  |  | UNIVERSAL | [5 empty] | ALCOHOL FREE | [5 empty] | URL NOT FOUND | [7 empty] | QC Completed | Production Completed
ESI | 006 |  | CHJ |  |  |  | CHJ | CHJ | Data Enrichment | CHJ | [11 empty] | NMC | 805173 | 28012 | 2421401708 | 28012_2421401708 | Med-Surg Consumable | SWAB COTTON 10872 PIGEON 100's | - | PIGEON | 10872 | NMC PHARMACY ,DIP | - | - | PKT | - | 14 | CONSUMABLES | - | - | - | - | - | - | - | - | - | - | - | - | - | - | - | - | - | - | - | - | - | - | - | - | - | - | - | - | - | - | - | - | - | - | - | - | - | - | - | - | - | - | - | NMC PHARMACY | NMC PHARMACY |  | PIGEON |  | 10872 |  |  |  | PC | 1 | BX | 100 | [10 empty] | 42141501 Cotton or fiber balls |  |  |  |  | SWAB | COTTON | [5 empty] | 5X5X10CM | [10 empty] | https://www.gifts-h.com/pigeon/SKU-A-4902508108720-UNIT-7408 | [7 empty] | QC Completed | Production Completed
ESI | 006 |  | CHJ |  |  |  | CHJ | CHJ | Data Enrichment | CHJ | [11 empty] | NMC | 805174 | 28013 | 2421402478 | 28013_2421402478 | Med-Surg Consumable | SWAB COTTON K873 PIGEON 200's | - | PIGEON | PIGEON | NMC PHARMACY ,DIP | - | - | PKT | - | 14.96 | CONSUMABLES | - | - | - | - | - | - | - | - | - | - | - | - | - | - | - | - | - | - | - | - | - | - | - | - | - | - | - | - | - | - | - | - | - | - | - | - | - | - | - | - | - | - | - | NMC PHARMACY | NMC PHARMACY |  | PIGEON |  | K873 |  |  |  | PC | 1 | BX | 200 | [10 empty] | 42141501 Cotton or fiber balls |  |  |  |  | SWAB | COTTON | [16 empty] | https://onlinefamilypharmacy.com/productdetails.php?code=118795index.phpindex.php | [7 empty] | QC Completed | Production Completed
ESI | 006 |  | CHJ |  |  |  | CHJ | CHJ | Data Enrichment | CHJ | [11 empty] | NMC | 805208 | 28110 | 2421402915 | 28110_2421402915 | Med-Surg Consumable | SYRINGE MEDICAL 90311 POLYFLUSH 3ML PREFILLED 0.9% SODIUM CHLORIDE 10ML EACH | - | POLY MEDICURE | 90311 | ALL CARE MEDICAL SUPPLIES L.L.C | - | - | EA | - | 0.97 | CONSUMABLES | - | - | - | - | - | - | - | - | - | - | - | - | - | - | - | - | - | - | - | - | - | - | - | - | - | - | - | - | - | - | - | - | - | - | - | - | - | - | - | - | - | - | - | ALL CARE MEDICAL SUPPLIES LLC | ALL CARE MEDICAL SUPPLIES LLC |  | POLY MEDICURE |  | 90311 |  |  |  | EA | 1 | [12 empty] | 42142608 Medical syringes without needle |  |  |  |  | SYRINGE | MEDICAL | POLYFLUSH | SODIUM CHLORID 0.9% | [5 empty] | 3ML |  |  | PREFILLED |  |  |  |  | 10ML | https://www.polymedicure.com/polyflush/ | [7 empty] | QC Completed | Production Completed
ESI | 006 |  | CHJ |  |  |  | CHJ | CHJ | Data Enrichment | CHJ | [11 empty] | NMC | 805209 | 28111 | 2421402914 | 28111_2421402914 | Med-Surg Consumable | SYRINGE MEDICAL 90318 POLYFLUSH 10ML PREFILLED 0.9% SODIUM CHLORIDE 10ML EACH | - | POLY MEDICURE | 90318 | ALL CARE MEDICAL SUPPLIES L.L.C | - | - | EA | - | 1.04 | CONSUMABLES | - | - | - | - | - | - | - | - | - | - | - | - | - | - | - | - | - | - | - | - | - | - | - | - | - | - | - | - | - | - | - | - | - | - | - | - | - | - | - | - | - | - | - | ALL CARE MEDICAL SUPPLIES LLC | ALL CARE MEDICAL SUPPLIES LLC |  | POLY MEDICURE |  | 90318 |  |  |  | EA | 1 | [12 empty] | 42142608 Medical syringes without needle |  |  |  |  | SYRINGE | MEDICAL | POLYFLUSH | SODIUM CHLORID 0.9% | [5 empty] | 10ML |  |  | PREFILLED |  |  |  |  | 10ML | https://www.polymedicure.com/polyflush/ | [7 empty] | QC Completed | Production Completed
ESI | 006 |  | CHJ |  |  |  | CHJ | CHJ | Data Enrichment | CHJ | [11 empty] | NMC | 805210 | 28112 | 2421402916 | 28112_2421402916 | Med-Surg Consumable | SYRINGE MEDICAL 90319 POLYFLUSH 5ML PREFILLED 0.9% SODIUM CHLORIDE 10ML EACH | - | POLY MEDICURE | 90319 | ALL CARE MEDICAL SUPPLIES L.L.C | - | - | EA | - | 0.97 | CONSUMABLES | - | - | - | - | - | - | - | - | - | - | - | - | - | - | - | - | - | - | - | - | - | - | - | - | - | - | - | - | - | - | - | - | - | - | - | - | - | - | - | - | - | - | - | ALL CARE MEDICAL SUPPLIES LLC | ALL CARE MEDICAL SUPPLIES LLC |  | POLY MEDICURE |  | 90319 |  |  |  | EA | 1 | [12 empty] | 42142608 Medical syringes without needle |  |  |  |  | SYRINGE | MEDICAL | POLYFLUSH | SODIUM CHLORID 0.9% | [5 empty] | 5ML |  |  | PREFILLED |  |  |  |  | 10ML | https://www.polymedicure.com/polyflush/ | [7 empty] | QC Completed | Production Completed
ESI | 006 |  | CHJ |  |  |  | CHJ | CHJ | Data Enrichment | CHJ | [11 empty] | NMC | 805304 | 29015 | 2411000763 | 29015_2411000763 | Med-Surg Consumable | SWAB CULTURE PROTECT WITHOUT MEDIA WOODEN STICK 100'S | - | PROTECT | PROTECT | BIN ALI MEDICAL SUPPLIES LLC | - | - | BOX | - | 29 | CONSUMABLES | - | - | - | - | - | - | - | - | - | - | - | - | - | - | - | - | - | - | - | - | - | - | - | - | - | - | - | - | - | - | - | - | - | - | - | - | - | - | - | - | - | - | - | BIN ALI MEDICAL SUPPLIES LLC | BIN ALI MEDICAL SUPPLIES LLC |  | PROTECT | [5 empty] | EA | 1 | PK | 100 | [10 empty] | 41104116 Swab collection or transport containers |  |  |  |  | SWAB | CULTURE | [10 empty] | PROTECT, WITHOUT MEDIA, WOODEN STICK | [5 empty] | URL NOT FOUND | [7 empty] | QC Completed | Production Completed
ESI | 006 |  | CHJ |  |  |  | CHJ | CHJ | Data Enrichment | CHJ | [11 empty] | NMC | 805306 | 29017 | 2411000776 | 29017_2411000776 | Med-Surg Consumable | SWAB CULTURE PROTECT AMIES WITH MEDIA STERILE 100's | - | PROTECT | PROTECT | Al Shaan Medical Equipment Tr LLC | - | - | BOX | - | 65 | CONSUMABLES | - | - | - | - | - | - | - | - | - | - | - | - | - | - | - | - | - | - | - | - | - | - | - | - | - | - | - | - | - | - | - | - | - | - | - | - | - | - | - | - | - | - | - | AL SHAAN MEDICAL EQUIPMENT TR LLC | AL SHAAN MEDICAL EQUIPMENT TR LLC |  | PROTECT | [5 empty] | EA | 1 | PK | 100 | [10 empty] | 41104116 Swab collection or transport containers |  |  |  |  | SWAB | CULTURE |  | AMIES | [8 empty] | PROTECT, WITH MEDIA | STERILE |  |  |  |  | URL NOT FOUND | [7 empty] | QC Completed | Production Completed
ESI | 006 |  | CHJ |  |  |  | CHJ | CHJ | Data Enrichment | CHJ | [11 empty] | NMC | 805710 | 30165 | 2422910861 | 30165_2422910861 | Med-Surg Consumable | SOLUTION SURGICAL ANTIMICROBIAL SKIN CLEANSER CHLORHEXIDINE GLUCONATEAT 4% 1000MLTOUCHLESS AUTOMATED DISPENSER REFILL | - | SAFECARE MEDICAL | - | ALL CARE MEDICAL SUPPLIES L.L.C | - | - | EA | - | 26 | CONSUMABLES | - | - | - | - | - | - | - | - | - | - | - | - | - | - | - | - | - | - | - | - | - | - | - | - | - | - | - | - | - | - | - | - | - | - | - | - | - | - | - | - | - | - | - | ALL CARE MEDICAL SUPPLIES LLC | ALL CARE MEDICAL SUPPLIES LLC |  | SAFECARE MEDICAL | [19 empty] | 42295421 Surgical prep scrub or paint solutions |  |  |  |  | SOLUTION | SURGICAL PREP |  | CHLORHEXIDINE GLUCONATEAT 4% | [5 empty] | 1000ML |  |  | ANTIMICROBIAL, SKIN CLEANSER, TOUCHLESS AUTOMATED, DISPENSER, REFILL | [5 empty] | URL NOT FOUND | [7 empty] | QC Completed | Production Completed
ESI | 006 |  | CHJ |  |  |  | CHJ | CHJ | Data Enrichment | CHJ | [11 empty] | NMC | 805715 | 30171 | 2422801246 | 30171_2422801246 | Med-Surg Consumable | SOLUTION SURGICAL TX3270 TEXWIPES ISOPROPYL ALCOHOL 70% STERILE 473ML | - | SAFECARE MEDICAL | TX3270 | ALL CARE MEDICAL SUPPLIES L.L.C | - | - | EA | - | 240 | CONSUMABLES | - | - | - | - | - | - | - | - | - | - | - | - | - | - | - | - | - | - | - | - | - | - | - | - | - | - | - | - | - | - | - | - | - | - | - | - | - | - | - | - | - | - | - | ALL CARE MEDICAL SUPPLIES LLC | ALL CARE MEDICAL SUPPLIES LLC |  | SAFECARE MEDICAL |  | TX3270 | [17 empty] | 42295421 Surgical prep scrub or paint solutions |  |  |  |  | SOLUTION | SURGICAL PREP | TEXWIPES | ISOPROPYL ALCOHOL 70% | [5 empty] | 473ML |  |  |  | STERILE |  |  |  |  | https://www.texwipe.com/sterile-70-isopropyl-alcohol-tx3270 | [7 empty] | QC Completed | Production Completed
ESI | 006 |  | CHJ |  |  |  | CHJ | CHJ | Data Enrichment | CHJ | [11 empty] | NMC | 805844 | 30484 | 2421600034 | 30484_2421600034 | Med-Surg Consumable | SOLUTION HEMODIALYSIS D257 MTN ACID CONCENTRATE | - | SERUMWERK | D257 | HORIZON MEDICAL SUPPLIES | - | - | Each | - | 34 | CONSUMABLES | - | - | - | - | - | - | - | - | - | - | - | - | - | - | - | - | - | - | - | - | - | - | - | - | - | - | - | - | - | - | - | - | - | - | - | - | - | - | - | - | - | - | - | HORIZON MEDICAL SUPPLIES | HORIZON MEDICAL SUPPLIES |  | SERUMWERK |  | D257 | [17 empty] | 42161608 Hemodialysis dialysate solutions |  |  |  |  | SOLUTION | HEMODIALYSIS |  | ACID CONCENTRATE | [13 empty] | MTN | URL NOT FOUND | [7 empty] | QC Completed | Production Completed
ESI | 006 |  | CHJ |  |  |  | CHJ | CHJ | Data Enrichment | CHJ | [11 empty] | NMC | 805845 | 30485 | 2421600036 | 30485_2421600036 | Med-Surg Consumable | SOLUTION HEMODIALYSIS D296 MTN ACID CONCENTRATE | - | SERUMWERK | D296 | HORIZON MEDICAL SUPPLIES | - | - | Each | - | 30 | CONSUMABLES | - | - | - | - | - | - | - | - | - | - | - | - | - | - | - | - | - | - | - | - | - | - | - | - | - | - | - | - | - | - | - | - | - | - | - | - | - | - | - | - | - | - | - | HORIZON MEDICAL SUPPLIES | HORIZON MEDICAL SUPPLIES |  | SERUMWERK |  | D296 | [17 empty] | 42161608 Hemodialysis dialysate solutions |  |  |  |  | SOLUTION | HEMODIALYSIS |  | ACID CONCENTRATE | [13 empty] | MTN | URL NOT FOUND | [7 empty] | QC Completed | Production Completed
ESI | 006 |  | CHJ |  |  |  | CHJ | CHJ | Data Enrichment | CHJ | [11 empty] | NMC | 805846 | 30506 | 2512400147 | 30506_2512400147 | Med-Surg Consumable | SOLUTION SKIN 40000570 SESADERMA RETISES NANO MESO 5 X 10ML | - | SESDERMA | 40000570 | DEEMAH PERFUMES & COSMETICS TRADING L.L.C | - | - | BOX | - | 708.75 | CONSUMABLES | - | - | - | - | - | - | - | - | - | - | - | - | - | - | - | - | - | - | - | - | - | - | - | - | - | - | - | - | - | - | - | - | - | - | - | - | - | - | - | - | - | - | - |  |  |  | SESDERMA |  | 40000570 |  |  |  | EA | 1 | PK | 5 | [10 empty] | 53131613 Facial care products |  |  |  |  | SOLUTION | SKIN CARE | RETISES | [6 empty] | 10ML |  |  | NON MESO | [5 empty] | https://euromedicalcare.com/product/nano-meso-solution-retises-40000570/ | [7 empty] | QC Completed | Production Completed
ESI | 006 |  | CHJ |  |  |  | CHJ | CHJ | Data Enrichment | CHJ | [11 empty] | NMC | 805847 | 30507 | 2512400101 | 30507_2512400101 | Med-Surg Consumable | SOLUTION SKIN 40000658 SESDERMA SENSYSES LIPOSOMAL CLEANSER | - | SESDERMA | 40000658 | DEEMAH PERFUMES & COSMETICS TRADING L.L.C | - | - | Each | - | 137.81 | CONSUMABLES | - | - | - | - | - | - | - | - | - | - | - | - | - | - | - | - | - | - | - | - | - | - | - | - | - | - | - | - | - | - | - | - | - | - | - | - | - | - | - | - | - | - | - |  |  |  | SESDERMA |  | 40000658 | [17 empty] | 53131613 Facial care products |  |  |  |  | CLEANSER | SKIN | SENSYSES | [9 empty] | LIPOSOMAL | [5 empty] | https://www.sesderma.com/us_en/sensyses-cleanser-classic-40000658.html | [7 empty] | QC Completed | Production Completed
ESI | 006 |  | CHJ |  |  |  | CHJ | CHJ | Data Enrichment | CHJ | [11 empty] | NMC | 805848 | 30508 | 2512400102 | 30508_2512400102 | Med-Surg Consumable | SOLUTION SKIN 40000729 SESDERMA DEGREASING | - | SESDERMA | 40000729 | DEEMAH PERFUMES & COSMETICS TRADING L.L.C | - | - | Each | - | 173.25 | CONSUMABLES | - | - | - | - | - | - | - | - | - | - | - | - | - | - | - | - | - | - | - | - | - | - | - | - | - | - | - | - | - | - | - | - | - | - | - | - | - | - | - | - | - | - | - |  |  |  | SESDERMA |  | 40000729 | [17 empty] | 53131613 Facial care products |  |  |  |  | SOLUTION | SKIN CARE | [10 empty] | DEGREASING | [5 empty] | URL NOT FOUND | [7 empty] | QC Completed | Production Completed
ESI | 006 |  | CHJ |  |  |  | CHJ | CHJ | Data Enrichment | CHJ | [11 empty] | NMC | 805849 | 30514 | 2512400632 | 30514_2512400632 | Med-Surg Consumable | SOLUTION SKIN 40001837 SESDERMA SENSYSES LIPOSOMAL CLEANSER 250ML | - | SESDERMA | 40001837 | DEEMAH PERFUMES & COSMETICS TRADING L.L.C | - | - | EA | - | 137.81 | CONSUMABLES | - | - | - | - | - | - | - | - | - | - | - | - | - | - | - | - | - | - | - | - | - | - | - | - | - | - | - | - | - | - | - | - | - | - | - | - | - | - | - | - | - | - | - |  |  |  | SESDERMA |  | 40001837 | [17 empty] | 53131613 Facial care products |  |  |  |  | CLEANSER | SKIN | SENSYSES | [6 empty] | 250ML |  |  | LIPOSOMAL | [5 empty] | URL NOT FOUND | [7 empty] | QC Completed | Production Completed
ESI | 006 |  | CHJ |  |  |  | CHJ | CHJ | Data Enrichment | CHJ | [11 empty] | NMC | 800895 | 3154 | 2422902295 | 3154_2422902295 | Med-Surg Consumable | SOLUTION SURGICAL SCRUB 9322A AVAGARD ETHYL ALCOHOL 70% 1000 ML FOAMING INSTANT | - | 3M HEALTHCARE | 9322A | ALPHAMED CO. (ABU DHABI) LTD. | - | - | Each | - | 48 | CONSUMABLES | - | - | - | - | 0 | - | NMC-Default Category | Na | NA | NA | - | Y | Y | Y | Y | - | - | - | - | - | Y | 18.9 | - | - | Active | - | - | N | N | - | - | - | - | - | - | - | - | - | - | - | - | - | 41847.6277199074 | ALPHAMED CO (ABU DHABI) LTD | ALPHAMED CO (ABU DHABI) LTD |  | 3M HEALTHCARE |  | 9322A | [17 empty] | 53131626 Hand sanitizer |  |  |  |  | SANITIZER | HAND | AVAGARD | ETHYL ALCOHOL 70% | [5 empty] | 1000ML |  |  | FOAMING, INSTANT | [5 empty] | https://mms.mckesson.com/product/800380/3M-9322A | [7 empty] | QC Completed | Production Completed
ESI | 006 |  | CHJ |  |  |  | CHJ | CHJ | Data Enrichment | CHJ | [11 empty] | NMC | 806135 | 31725 | 2422801229 | 31725_2422801229 | Med-Surg Consumable | WASHER DISINFECTANT SOLUSCOPE PA FOR ENDOSCOPE HIGH LEVEL 5LTRS 4's | - | SOLUSCOPE | - | ALPHAMED CO. (ABU DHABI) LTD. | - | - | BOX | - | 2450 | CONSUMABLES | - | - | - | - | - | - | - | - | - | - | - | - | - | - | - | - | - | - | - | - | - | - | - | - | - | - | - | - | - | - | - | - | - | - | - | - | - | - | - | - | - | - | - | ALPHAMED CO (ABU DHABI) LTD | ALPHAMED CO (ABU DHABI) LTD |  | SOLUSCOPE | [5 empty] | EA | 1 | PK | 4 | [10 empty] | 42282010 Medical equipment and instrument disinfectant washing equipment |  |  |  |  | WASHER | DISINFECTANT | [7 empty] | 5LT |  |  | SOLUSCOPE PA, HIGH LEVEL, FOR ENDOSCOPE | [5 empty] | URL NOT FOUND | [7 empty] | QC Completed | Production Completed
ESI | 006 |  | CHJ |  |  |  | CHJ | CHJ | Data Enrichment | CHJ | [11 empty] | NMC | 806137 | 31727 | 2422800871 | 31727_2422800871 | Med-Surg Consumable | WASHER DISINFECTANT 1577369GW SOLUSCOPE C+ FOR FLEXIBLE ENDOSCOPE 5LTR 2's | - | SOLUSCOPE | 1577369GW | ALPHAMED CO. (ABU DHABI) LTD. | - | - | BOX | - | 850 | CONSUMABLES | - | - | - | - | - | - | - | - | - | - | - | - | - | - | - | - | - | - | - | - | - | - | - | - | - | - | - | - | - | - | - | - | - | - | - | - | - | - | - | - | - | - | - | ALPHAMED CO (ABU DHABI) LTD | ALPHAMED CO (ABU DHABI) LTD |  | SOLUSCOPE | [5 empty] | EA | 1 | PK | 2 | [10 empty] | 42282010 Medical equipment and instrument disinfectant washing equipment |  |  |  |  | WASHER | DISINFECTANT | [7 empty] | 5LT |  |  | SOLUSCOPE C+, FOR FLEXIBLE ENDOSCOPE | [5 empty] | URL NOT FOUND | [7 empty] | QC Completed | Production Completed
ESI | 006 |  | CHJ |  |  |  | CHJ | CHJ | Data Enrichment | CHJ | [11 empty] | NMC | 806157 | 31766 | 2471300081 | 31766_2471300081 | Med-Surg Consumable | WIPE CLEANING OODW-70 OOSAFE DISINFECTANT 70's | - | SPARMED | OODW-70 | FATIMA INTERNATIONAL DMCC | - | - | BOX | - | 304 | CONSUMABLES | - | - | - | - | - | - | - | - | - | - | - | - | - | - | - | - | - | - | - | - | - | - | - | - | - | - | - | - | - | - | - | - | - | - | - | - | - | - | - | - | - | - | - | FATIMA INTERNATIONAL DMCC | FATIMA INTERNATIONAL DMCC |  | SPARMED |  | OODW-70 |  |  |  | EA | 1 | CT | 70 | [10 empty] | 42281604 Medical surface disinfectants |  |  |  |  | WIPE | SURFACE DISINFECTANT | OOSAFE | [15 empty] | https://sparmed_live.s3.amazonaws.com/documents/Disinfectants_to_print_SMALL.pdf | [7 empty] | QC Completed | Production Completed
ESI | 006 |  | CHJ |  |  |  | CHJ | CHJ | Data Enrichment | CHJ | [11 empty] | NMC | 806177 | 31801 | 2421402019 | 31801_2421402019 | Med-Surg Consumable | SWAB GAUZE 35027 LOOPED PLEDGET L2.0 CM X W2.0 CM COTTON WITH THREAD X-RAY CONTRAST STRIPS PLUM SIZE BUNDLED STERILE 75's | - | SPIGGLE & THEIS | 35027 | AL SHOMOUKH TRADING FOR TECHNICAL & MEDICAL SUPPLIES | - | - | BOX | - | 378 | CONSUMABLES | - | - | - | - | - | - | - | - | - | - | - | - | - | - | - | - | - | - | - | - | - | - | - | - | - | - | - | - | - | - | - | - | - | - | - | - | - | - | - | - | - | - | - | AL SHOMOUKH TRADING FOR TECHNICAL & MEDICAL SUPPLIES | AL SHOMOUKH TRADING FOR TECHNICAL & MEDICAL SUPPLIES |  | SPIGGLE & THEIS |  | 35027 |  |  |  | EA | 1 | BX | 75 | [10 empty] | 41104116 Swab collection or transport containers |  |  |  |  | SWAB | CULTURE |  | COTTON |  |  |  | 2X2CM |  |  |  |  | LOOPED, PLEDGET, WITH THREAD, X-RAY CONTRAST, STRIP, PLUM SIZE BUNDLED |  | STERILE |  |  |  | https://www.spiggle-theis.com/en/products/bandages/swabs | [7 empty] | QC Completed | Production Completed
ESI | 006 |  | CHJ |  |  |  | CHJ | CHJ | Data Enrichment | CHJ | [11 empty] | NMC | 806345 | 32165 | 2422800713 | 32165_2422800713 | Med-Surg Consumable | STRIP INDICATOR PCC056/ PCC062 VERIFY GASEOUS VH2O2 PROCESS 200's | - | STERIS CORPORATION | PCC056 | GULF DRUG LLC | - | - | BOX | - | 473 | CONSUMABLES | - | - | - | - | - | - | - | - | - | - | - | - | - | - | - | - | - | - | - | - | - | - | - | - | - | - | - | - | - | - | - | - | - | - | - | - | - | - | - | - | - | - | - | GULF DRUG LLC | AL MOOSA HEALTHCARE GROUP |  | STERIS CORPORATION |  | PCC062 |  |  |  | EA | 1 | PK | 200 | [10 empty] | 42281806 Sterilization indicator strips |  |  |  |  | STRIP | INDICATOR | VERIFY | [9 empty] | HPI, CHEMICAL, GASEOUS, VH2O2 PROCESS | [5 empty] | https://shop.steris.com/en/gb/products/verify-hpi-chemical-indicator-200-bx-pcc062 | [7 empty] | QC Completed | Production Completed
ESI | 006 |  | CHJ |  |  |  | CHJ | CHJ | Data Enrichment | CHJ | [11 empty] | NMC | 800898 | 3245 | 2411105077 | 3245_2411105077 | Med-Surg Consumable | STRIP TEST LABSTRIP U11 PLUS GL 77 ELEKTRONIKA 150T | - | 77 ELEKTRONIKA | U11 | United MakGroup Technologies LLC | - | - | PKT | - | 187.5 | CONSUMABLES | - | - | - | - | OPHTHALMOLOGY | - | Medical Equipment and Accessories and Supplies | Surgical products | Ophthalmic specialty instruments and related products | Viscoelastic agent or viscosurgical device | - | Y | Y | Y | Y | - | - | - | - | - | Y | 126.62 | - | - | Active | - | - | Y | Y | - | - | - | - | - | - | - | - | - | - | - | A4649 | A4649 | 41863.6451851852 | UNITED MAKGROUP TECHNOLOGIES LLC | UNITED MAKGROUP TECHNOLOGIES LLC |  | 77 ELEKTRONIKA |  | U11 | [17 empty] | 41116138 Urinalysis test strips |  |  |  |  | STRIP | URINALYSIS TEST | LABSTRIP U11 PLUS | [9 empty] | 150 TEST | [5 empty] | https://en.e77.hu/products/urine-analyzers/labstrip-u11-plus-gl | [7 empty] | QC Completed | Production Completed
ESI | 006 |  | CHJ |  |  |  | CHJ | CHJ | Data Enrichment | CHJ | [11 empty] | NMC | 806846 | 34526 | 2471300074 | 34526_2471300074 | Med-Surg Consumable | WIPE CLEANING TSL030601 TRISTEL TRIO DISINFECTANT 50's | - | TRISTEL | TSL030601 | CITY PHARMACY CO. | - | - | BOX | - | 2099 | CONSUMABLES | - | - | - | - | - | - | - | - | - | - | - | - | - | - | - | - | - | - | - | - | - | - | - | - | - | - | - | - | - | - | - | - | - | - | - | - | - | - | - | - | - | - | - | CITY PHARMACY CO | CITY PHARMACY CO |  | TRISTEL |  | TSL030601 |  |  |  | EA | 1 | PK | 50 | [10 empty] | 42281604 Medical surface disinfectants |  |  |  |  | WIPE | SURFACE DISINFECTANT | TRIO50 | [15 empty] | http://www.tristel.co.nz/wp-content/uploads/Tristel-Trio-Factsheet-UK-Codes-ENG-Issue-1.pdf | [7 empty] | QC Completed | Production Completed
ESI | 006 |  | CHJ |  |  |  | CHJ | CHJ | Data Enrichment | CHJ | [11 empty] | NMC | 806977 | 34790 | 2421505031 | 34790_2421505031 | Med-Surg Consumable | SOLUTION HEMOSTATIC 111 ASTRINGEDENT 15.5% FERRIC SULFATE 30ML | - | ULTRADENT | 111 | ELWAN TECHNICAL SUPPLIES | - | - | Each | - | 150 | CONSUMABLES | - | - | - | - | - | - | - | - | - | - | - | - | - | - | - | - | - | - | - | - | - | - | - | - | - | - | - | - | - | - | - | - | - | - | - | - | - | - | - | - | - | - | - | ELWAN TECHNICAL SUPPLIES | ELWAN TECHNICAL SUPPLIES |  | ULTRADENT |  | 111 | [17 empty] | 42311600 Hemostatic agents |  |  |  |  | SOLUTION | HEMOSTATIC | ASTRINGEDENT | FERRIC SULPHATE 15.5% | [5 empty] | 30ML | [8 empty] | https://www.dentalaaka.com/ultradent-astringedent-bottle-30-ml-u111-15-5-ferric-sulfate | [7 empty] | QC Completed | Production Completed
ESI | 006 |  | CHJ |  |  |  | CHJ | CHJ | Data Enrichment | CHJ | [11 empty] | NMC | 806988 | 34801 | 2421504573 | 34801_2421504573 | Med-Surg Consumable | SOLUTION HEMOSTATIC 6407 VISCOSTAT CLEAR DENTO-INFUSOR INDISPENSE KIT 30ML | - | ULTRADENT | 6407 | ELWAN TECHNICAL SUPPLIES | - | - | KIT | - | 300 | CONSUMABLES | - | - | - | - | - | - | - | - | - | - | - | - | - | - | - | - | - | - | - | - | - | - | - | - | - | - | - | - | - | - | - | - | - | - | - | - | - | - | - | - | - | - | - | ELWAN TECHNICAL SUPPLIES | ELWAN TECHNICAL SUPPLIES |  | ULTRADENT |  | 6407 | [17 empty] | 42152444 Gingival retraction liquids |  |  |  |  | SOLUTION | HEMOSTATIC | VISCOSTAT | [6 empty] | 30ML |  |  | CLEAR, DENTO-INFUSOR, INDISPENSE KIT | [5 empty] | https://www.dentalaaka.com/ultradent-viscostat-clear-mini-kit-1-x-1-2-ml-syringe | [7 empty] | QC Completed | Production Completed
ESI | 006 |  | CHJ |  |  |  | CHJ | CHJ | Data Enrichment | CHJ | [11 empty] | NMC | 806989 | 34802 | 2421505758 | 34802_2421505758 | Med-Surg Consumable | SOLUTION HEMOSTATIC 6410 VISCOSTAT CLEAR ECONO 1.2ML REFILL | - | ULTRADENT | 6410 | ELWAN TECHNICAL SUPPLIES | - | - | Each | - | 285 | CONSUMABLES | - | - | - | - | - | - | - | - | - | - | - | - | - | - | - | - | - | - | - | - | - | - | - | - | - | - | - | - | - | - | - | - | - | - | - | - | - | - | - | - | - | - | - | ELWAN TECHNICAL SUPPLIES | ELWAN TECHNICAL SUPPLIES |  | ULTRADENT |  | 6410 | [17 empty] | 42152444 Gingival retraction liquids |  |  |  |  | SOLUTION | HEMOSTATIC | VISCOSTAT | [6 empty] | 1.2ML |  |  | CLEAR, ECONO, REFILL | [5 empty] | https://dentalstall.com/shop/ultradent-viscostat-clear-kit-refills/ | [7 empty] | QC Completed | Production Completed
ESI | 006 |  | CHJ |  |  |  | CHJ | CHJ | Data Enrichment | CHJ | [11 empty] | NMC | 800904 | 4648 | 2411101990 | 4648_2411101990 | Med-Surg Consumable | STRIP CHEMISTRY TEST FREESTYLE LITE BLOOD GLUCOSE 50's | - | ABBOTT | ABBOTT DIAGNOSTICS | PHARMA WORLD LLC | - | - | BOX | - | 99 | CONSUMABLES | - | - | - | - | DIALYSIS | - | Medical Equipment and Accessories and Supplies | Intravenous and arterial administration products | Blood administration and transfusion products | Blood transfusion filters or screens or accessories | - | Y | Y | Y | Y | - | - | - | - | - | Y | 2500 | - | - | Active | - | - | N | N | - | - | - | - | - | - | - | - | - | - | - | A4649 | T5999 | 42198.4412847222 | PHARMA WORLD LLC | PHARMA WORLD LLC |  | ABBOTT DIAGNOSTICS | [5 empty] | EA | 1 | PK | 50 | [10 empty] | 41116104 Chemistry test kits or supplies |  |  |  |  | STRIP | CHEMISTRY TEST | FREESTYLE LITE | BLOOD GLUCOSE | [14 empty] | URL NOT FOUND | [7 empty] | QC Completed | Production Completed
ESI | 006 |  | CHJ |  |  |  | CHJ | CHJ | Data Enrichment | CHJ | [11 empty] | NMC | 800905 | 4651 | 2411103217 | 4651_2411103217 | Med-Surg Consumable | STRIP CHEMISTRY TEST FREESTYLE OPTIUM BLOOD GLUCOSE 100's | - | ABBOTT | ABBOTT DIAGNOSTICS | PHARMA WORLD LLC | - | - | BOX | - | 217 | CONSUMABLES | - | - | - | - | DENTAL | - | Medical Equipment and Accessories and Supplies | Dental equipment and supplies | Dental materials | Zinc oxide eugenol and non eugenol cements | - | Y | Y | Y | Y | - | - | - | - | - | Y | 135 | - | - | Active | - | - | N | N | - | - | - | - | - | - | - | - | - | - | - | A4649 | A4649 | 42199.4624884259 | PHARMA WORLD LLC | PHARMA WORLD LLC |  | ABBOTT DIAGNOSTICS | [5 empty] | EA | 1 | PK | 100 | [10 empty] | 41116104 Chemistry test kits or supplies |  |  |  |  | STRIP | CHEMISTRY TEST | FREESTYLE OPTIUM | BLOOD GLUCOSE | [14 empty] | URL NOT FOUND | [7 empty] | QC Completed | Production Completed
ESI | 006 |  | CHJ |  |  |  | CHJ | CHJ | Data Enrichment | CHJ | [11 empty] | NMC | 800943 | 4905 | 2422801101 | 4905_2422801101 | Med-Surg Consumable | STRIP DISINFECTANT TEST ACTOSED OPA 25's. | - | ACTO GMBH | ACTO GMBH | YORK MEDICAL EQUIP. TR LLC | - | - | BOX | - | 100 | CONSUMABLES | - | - | - | - | ENDOSCOPY | - | Medical Equipment and Accessories and Supplies | Surgical products | Endoscopic instruments and supplies and accessories and related products | Endoscopic guidewire or glidewire | - | Y | Y | Y | Y | - | - | - | - | - | Y | 3038 | - | - | Active | - | - | N | N | - | - | - | - | - | - | - | - | - | - | - | C1769 | C1769 | 42291.6867939815 |  |  |  | ACTO GMBH | [5 empty] | EA | 1 | BX | 25 | [10 empty] | 42281801 Disinfectant test strips |  |  |  |  | STRIP | DISINFECTANT | ACTOSED OPA | ORTHO-PHTHALALDEHYDE | [14 empty] | URL NOT FOUND | [7 empty] | QC Completed | Production Completed
ESI | 006 |  | CHJ |  |  |  | CHJ | CHJ | Data Enrichment | CHJ | [11 empty] | NMC | 800945 | 4991 | 2421801293 | 4991_2421801293 | Med-Surg Consumable | THERMOMETER AERTI TECH EACH | - | AERTI TECH | - | MAS Medical Surgical Articles & Requisites Trading | - | - | EA | - | 550 | CONSUMABLES | - | - | - | - | LABORATORY | - | Laboratory and Measuring and Observing and Testing Equipment | Measuring and observing and testing instruments | Manual test kits and quality controls and calibrators and standards | Chemistry quality controls or calibrators or standards | - | Y | Y | Y | Y | - | - | - | - | - | Y | 4370 | - | - | Active | - | - | Y | Y | - | - | - | - | - | - | - | - | - | - | - | A4649 | A4649 | 42323.5121412037 | MAS MEDICAL SURGICAL ARTICLES & REQUISITES TRADING | MAS MEDICAL SURGICAL ARTICLES & REQUISITES TRADING |  | AERTI TECHNOLOGY CO LTD | [19 empty] | 42182201 Electronic medical thermometers |  |  |  |  | THERMOMETER | DIGITAL | [16 empty] | URL NOT FOUND | [7 empty] | QC Completed | Production Completed
ESI | 006 |  | CHJ |  |  |  | CHJ | CHJ | Data Enrichment | CHJ | [11 empty] | NMC | 800951 | 5193 | 2511900015 | 5193_2511900015 | Med-Surg Consumable | SOLUTION IRRIGATION 7950176 BSS PLUS BALANCED SALT SOLUTION FOR CENTURION 6's | - | ALCON | 7950176 | AL AMIN MEDICAL INSTRUMENTS LLC | - | - | BOX | - | 513 | CONSUMABLES | - | - | - | - | GENERAL MEDICAL CONSUMABLES | - | Medical Equipment and Accessories and Supplies | Wound care products | Bandages and dressings and related products | Compression bandages or kits | - | Y | Y | Y | Y | - | - | - | - | - | Y | 1400 | - | - | Active | - | - | N | N | - | - | - | - | - | - | - | - | - | - | - | S8431 | S8431 | 42393.7213773148 | AL AMIN MEDICAL INSTRUMENTS LLC | AL AMIN MEDICAL INSTRUMENTS LLC |  | ALCON |  | 7950176 |  |  |  | EA | 1 | PK | 6 | [10 empty] | 51473500 Antiseptic pyrimidines and silvers and ureas and waters |  |  |  |  | SOLUTION | IRRIGATION | BSS PLUS | BALANCED SALT SOLUTION | [14 empty] | URL NOT FOUND | [7 empty] | QC Completed | Production Completed
ESI | 006 |  | CHJ |  |  |  | CHJ | CHJ | Data Enrichment | CHJ | [11 empty] | NMC | 800952 | 5244 | 2422925224 | 5244_2422925224 | Med-Surg Consumable | VISITEC (BD) MAIN KIT CUSTOM PACK 590556(1000168385) MFG:BVI USA | - | ALCON | ALCON | AL AMIN MEDICAL INSTRUMENTS LLC | - | - | Each | - | 228 | CONSUMABLES | - | - | - | - | DENTAL | - | Medical Equipment and Accessories and Supplies | Dental equipment and supplies | Dental and subspecialty instruments and devices | Dental files or rasps | - | Y | Y | Y | Y | - | - | - | - | - | Y | 80 | - | - | Active | - | - | N | N | - | - | - | - | - | - | - | - | - | - | - | A4649 | D6055 | 42428.4186111111 | AL AMIN MEDICAL INSTRUMENTS LLC | AL AMIN MEDICAL INSTRUMENTS LLC |  | ALCON | [19 empty] | 42295414 Surgical specialty procedure packs |  |  |  |  | PACK | SURGICAL PROCEDURE | VISITEC | [9 empty] | MAIN KIT, CUSTOM | [5 empty] | URL NOT FOUND | [7 empty] | QC Completed | Production Completed
ESI | 006 |  | CHJ |  |  |  | CHJ | CHJ | Data Enrichment | CHJ | [11 empty] | NMC | 800954 | 5264 | 2411104753 | 5264_2411104753 | Med-Surg Consumable | STRIP TEST C131-5011 CHOLESTEROL MISSION ULTRA ALCON | - | ALCON | C131-5011 | HEALTH CHOICE GENERAL TRADING | - | - | Each | - | 5.96 | CONSUMABLES | - | - | - | - | LABORATORY | - | Laboratory and Measuring and Observing and Testing Equipment | Measuring and observing and testing instruments | Manual test kits and quality controls and calibrators and standards | Microbiology or bacteriology test kits or supplies | - | Y | Y | Y | Y | - | - | - | - | - | Y | 170 | - | - | Active | - | - | Y | Y | - | - | - | - | - | - | - | - | - | - | - | A4649 | A4649 | 42431.5494907407 |  |  |  | ALCON |  | C131-5011 | [17 empty] | 41116104 Chemistry test kits or supplies |  |  |  |  | STRIP | CHEMISTRY TEST | MISSION ULTRA | CHOLESTEROL | [14 empty] | https://www.aconlabs.com/wp-content/uploads/2020/07/PN-1150653303-Mission-Ultra-Cholesterol-Sell-Sheet.pdf | [7 empty] | QC Completed | Production Completed
ESI | 006 |  | CHJ |  |  |  | CHJ | CHJ | Data Enrichment | CHJ | [11 empty] | NMC | 800966 | 5612 | 2422910342 | 5612_2422910342 | Med-Surg Consumable | STRIPPER SURGICAL ANG001 ANGIOSTRIP NYLON VEIN STRIPPER 12's | - | ANGIOLOGICA | ANG001 | XENITH LLC | - | - | BOX | - | 3000 | CONSUMABLES | - | - | - | - | LABORATORY | - | Laboratory and Measuring and Observing and Testing Equipment | Measuring and observing and testing instruments | Manual test kits and quality controls and calibrators and standards | Chemistry quality controls or calibrators or standards | - | Y | Y | Y | Y | - | - | - | - | - | Y | 0 | - | - | Active | - | - | Y | Y | - | - | - | - | - | - | - | - | - | - | - | A4256 | A4256 | 42492.5153819444 | XENITH LLC | XENITH LLC |  | ANGIOLOGICA |  | ANG001 |  |  |  | EA | 1 | PK | 6 | [10 empty] | 42293803 Surgical strippers |  |  |  |  | STRIPPER | SURGICAL | ANGIOSTRIP | NYLON | [8 empty] | VEIN | [5 empty] | https://www.angiologica.com/en/prosthesis-to-ernioalloplastic-gynecology-incontinence/vein-extractor-angiostrip.html | [7 empty] | QC Completed | Production Completed
ESI | 006 |  | CHJ |  |  |  | CHJ | CHJ | Data Enrichment | CHJ | [11 empty] | NMC | 800989 | 5686 | 2411000448 | 5686_2411000448 | Med-Surg Consumable | SWAB CULTURE APT301/SG WITH TRANSPORT I/W MEDIA STERILE 150's | - | APTACA | APT301/SG | TEXAS MEDICAL EQUIP TR. CO. L.L.C. | - | - | BOX | - | 145 | CONSUMABLES | - | - | - | - | CATHLAB | - | Medical Equipment and Accessories and Supplies | Medical diagnostic imaging and nuclear medicine products | Vascular imaging and interventional cardiology and cardiac catheterization lab products | Coronary stent | - | Y | Y | Y | Y | - | - | - | - | - | Y | 3600 | - | - | Active | - | - | Y | Y | - | - | - | - | - | - | - | - | - | - | - | C1875 | C1875 | 42505.5615509259 | TEXAS MEDICAL EQUIPMENT TRADING CO LLC | TEXAS MEDICAL EQUIPMENT TRADING CO LLC |  | APTACA |  | APT301/SG |  |  |  | EA | 1 | PK | 150 | [10 empty] | 41104116 Swab collection or transport containers |  |  |  |  | SWAB | CULTURE | [10 empty] | WITH TRANSPORT I/W MEDIA | STERILE |  |  |  |  | URL NOT FOUND | [7 empty] | QC Completed | Production Completed
ESI | 006 |  | CHJ |  |  |  | CHJ | CHJ | Data Enrichment | CHJ | [11 empty] | NMC | 801053 | 6851 | 2511900021 | 6851_2511900021 | Med-Surg Consumable | SOLUTION IRRIGATION 19902 LAVASURGE POLYHEXANIDE 0.4% RINGER SOLUTION STERILE 1000ML | - | B BRAUN | B.BRAUN | BAYAN MEDICAL CO. | - | - | Each | - | 290 | CONSUMABLES | - | - | - | - | CATHLAB | - | Medical Equipment and Accessories and Supplies | Medical diagnostic imaging and nuclear medicine products | Vascular imaging and interventional cardiology and cardiac catheterization lab products | Angioplasty balloon catheter | - | Y | Y | Y | Y | - | - | - | - | - | Y | 1100 | - | - | Active | - | - | Y | Y | - | - | - | - | - | - | - | - | - | - | - | C1726 | C1726 | 42763.5182986111 | BAYAN MEDICAL CO | BAYAN MEDICAL CO |  | B BRAUN |  | 19902 | [17 empty] | 51473500 Antiseptic pyrimidines and silvers and ureas and waters |  |  |  |  | SOLUTION | IRRIGATION | LAVASURGE | POLYHEXANIDE 0.4%, RINGER | [5 empty] | 1000ML |  |  |  | STERILE |  |  |  |  | https://www.bbraun.com/content/dam/catalog/bbraun/bbraunProductCatalog/S/AEM2015/en-01/b181/lavasurge-3035-0117.pdf | [7 empty] | QC Completed | Production Completed
ESI | 006 |  | CHJ |  |  |  | CHJ | CHJ | Data Enrichment | CHJ | [11 empty] | NMC | 801054 | 7005 | 2421800991 | 7005_2421800991 | Med-Surg Consumable | THERMOMETER INFRARED IRT6520 BRAUN THERMOSCAN 7 EAR | - | B BRAUN | IRT6520 | BIN ALI MEDICAL SUPPLIES LLC | - | - | Each | - | 375 | CONSUMABLES | - | - | - | - | CATHLAB | - | Medical Equipment and Accessories and Supplies | Medical diagnostic imaging and nuclear medicine products | Vascular imaging and interventional cardiology and cardiac catheterization lab products | Angioplasty balloon catheter | - | Y | Y | Y | Y | - | - | - | - | - | Y | 5500 | - | - | Active | - | - | Y | Y | - | - | - | - | - | - | - | - | - | - | - | C1726 | C1726 | 42789.4949537037 | BIN ALI MEDICAL SUPPLIES LLC | BIN ALI MEDICAL SUPPLIES LLC |  | B BRAUN | [19 empty] | 41112224 Infrared thermometer |  |  |  |  | THERMOMETER | INFRARED | THERMOSCAN 7 | [8 empty] | EAR | [6 empty] | https://ap.braunhealthcare.com/product/thermoscan-7-irt6520/ | [7 empty] | QC Completed | Production Completed
ESI | 006 |  | CHJ |  |  |  | CHJ | CHJ | Data Enrichment | CHJ | [11 empty] | NMC | 801156 | 8761 | 2411104924 | 8761_2411104924 | Med-Surg Consumable | SOLUTION HISTOLOGY OF2-OT-1L OSTEOFAST2 LIGHT YELLOW DECALCIFYING FOR BONE AND HARD TISSUE 1LTR | - | BIOGNOST | OF2-OT-1L | AL ZAHRAWI MEDICAL SERVICES CO. W.L.L. | - | - | EA | - | 140 | CONSUMABLES | - | - | - | - | GENERAL MEDICAL CONSUMABLES | - | Medical Equipment and Accessories and Supplies | Medical sterilization products | Cold sterilization and disinfectant solutions | Medical surface disinfectants | - | Y | Y | Y | Y | - | - | - | - | - | Y | 310 | - | - | Active | - | - | Y | Y | - | - | - | - | - | - | - | - | - | - | - | S8301 | S8301 | 43271.6767476852 | AL ZAHRAWI MEDICAL SUPPLIES EST | AL ZAHRAWI MEDICAL SUPPLIES EST |  | BIOGNOST |  | OF2-OT-1L | [17 empty] | 41116124 Histology reagents or solutions or stains |  |  |  |  | SOLUTION | HISTOLOGY | OSTEOFAST 2 | LIGHT YELLOW DECALCIFYING | [5 empty] | 1LT |  |  | FOR BONE AND HARD TISSUE | [5 empty] | https://www.biognost.com/product/osteofast-2/ | [7 empty] | QC Completed | Production Completed
ESI | 006 |  | CHJ |  |  |  | CHJ | CHJ | Data Enrichment | CHJ | [11 empty] | NMC | 801159 | 8889 | 2411104806 | 8889_2411104806 | Med-Surg Consumable | STRIP IDENTIFICATION 191040ST OXIDASE TEST BIOLIFE 30's | - | BIOLIFE ITALIANA | 191040ST | MENA MEDICAL SUPPLIES LLC | - | - | BOX | - | 85 | CONSUMABLES | - | - | - | - | LABORATORY | - | Laboratory and Measuring and Observing and Testing Equipment | Measuring and observing and testing instruments | Manual test kits and quality controls and calibrators and standards | Urinalysis test strips | - | Y | Y | Y | Y | - | - | - | - | - | Y | 80 | - | - | Active | - | - | Y | Y | - | - | - | - | - | - | - | - | - | - | - | A4649 | T5999 | 43285.4899421296 | MENA MEDICAL SUPPLIES LLC | MENA MEDICAL SUPPLIES LLC |  | BIOLIFE ITALIANA | BIOLIFE ITALIANA | 191040ST |  |  |  | EA | 1 | BX | 30 | [10 empty] | 41116104 Chemistry test kits or supplies |  |  |  |  | STRIP | CHEMISTRY TEST |  | OXIDASE | [14 empty] | https://gest.joyadv.it/public/cartellina-allegati-schede-certificazioni/schede-tecniche-inglese/TS-191040ST.pdf | [7 empty] | QC Completed | Production Completed