## Sheet1
Customer Code | Job No | Project | SE Code | SE Comments | CE Code | CE Comments | Production User | QC User | Activities | Sort Code | Sort Comment | QE Code | QE Comments | QA Code | QA Comments | DE Code | Corrected By | Start Date | Accepted Date | Batch | Quality A/R | Grihasoft Attribute Names | slno | Orignal Slno Slno | Item | x | Item Group | Description | Secondary description | Manufacturer | Manufacturer catalog | Vendor | Vendor Catalog | Vendor Code | Buy UOM | Issue Uom | Price | Category | Sub cateogry | GTIN | GL Code | GL Code Description | Specilaity | Sub | Division | Level1 | Level2 | Level3 | User Item Type_1 | Inventory Item | Costing Enabled | Inventory Asset Value | Stocked | Inventory Planning Method | Replenishment Source Type | Planner | Minimum Min-Max Quantity | Maximum Min-Max Quantity | Purchased | List Price | Charge Dept/Cost Center | Lifecycle Phase | Item Status | Template Name | User Item Type | Lot Control | Lot User Defined | Lot Expiration Enabled | Lot Divisble | Starting Lot Prefix | Starting Lot Number | Serial Number Control | Starting Serial Prefix | Starting Serial Number | Cycle Count Enabled | Expense/Clearing Account | Asset Category | Item Description Update | HAAD Code | DHA Code | Item Creation Date | Griha_Vdr Name | Griha_Vdr Parent Name | GrihaVdrCat | Griha_Mfr Name | Griha_Mfr Parent Name | GrihaMfrCat | Ref Name | Ref Catalog | Ref # | UOM1 | Qty1 | UOM2 | Qty2 | UOM3 | Qty3 | UNSPSC Segment Code | UNSPSC Segment Description | UNSPSC Family Code | UNSPSC Family Description | UNSPSC Class Code | UNSPSC Class Description | UNSPSC Commodity Code | UNSPSC Commodity Description | Unspsc 25 Version | Long Description | Miscellaneous_1 | Short 40 Description | Len | Name | Type | Brandname | Composition | Age | Gender | Size | Primary Dimensions | Secondary Dimensions | Volume | Weight | Location | Properties | Sterile_NonSterile | Latex_LatexFree | Disposable_Reusable | Color | Miscellaneous | URL | Validation Comments | Packaging Comments | Classificaion Comments | Griha Comments | Potential Duplicate | Description Duplicate | Remarks | Status | Production Comments | QC Comments
ESI | 006 |  | PUS | UNSOURCED |  | PKG FRM INPUT | PUS | ABC | Data Enrichment | ABC | 11th | [10 empty] | NMC | 805643 | 30021 | 2421402799 | 30021_2421402799 | Med-Surg Consumable | SWAB GAUZE EF55XGS L5 CM X W5 CM 12 PLY X-RAY DETECTABLE DOUBLE WRAPPED 100's | - | S.G HOSPITAL | EF55XGS | GLOBEMED CARE L.L.C | - | - | BOX | - | 0.75 | CONSUMABLES | - | - | - | - | - | - | - | - | - | - | - | - | - | - | - | - | - | - | - | - | - | - | - | - | - | - | - | - | - | - | - | - | - | - | - | - | - | - | - | - | - | - | - | [5 empty] | EF55XGS |  |  |  | EA | 1 | BX | 100 | [10 empty] | 42311512 Gauze sponges |  |  |  |  | SWAB | GAUZE | [5 empty] | 5X5CM |  |  |  |  | 12 PLY, X-RAY DETECTABLE, DOUBLE WRAPPED | [5 empty] | URL NOT FOUND | [7 empty] | QC Completed | OK
ESI | 006 |  | PUS | UNSOURCED |  | PKG FRM INPUT | PUS | ABC | Data Enrichment | ABC | 11th | [10 empty] | NMC | 805644 | 30022 | 2422903133 | 30022_2422903133 | Med-Surg Consumable | SPONGE LAPAROTOMY SUP30LST L30 CM X W30 CM 12 PLY DOUBLE WRAPPED WITH BLUE X-RAY THREAD AND BLUE COTTON LOOP STERILE 5's | - | S.G HOSPITAL | S.G.HOSPITAL | GLOBEMED CARE L.L.C | - | - | BOX | - | 8.5 | CONSUMABLES | - | - | - | - | - | - | - | - | - | - | - | - | - | - | - | - | - | - | - | - | - | - | - | - | - | - | - | - | - | - | - | - | - | - | - | - | - | - | - | - | - | - | - | [5 empty] | SUP30LST |  |  |  | EA | 1 | BX | 5 | [10 empty] | 42295406 Laparotomy or surgical x ray detectable sponge or towel |  |  |  |  | SPONGE | LAPAROTOMY | [5 empty] | 30X30CM |  |  |  |  | 12 PLY, DOUBLE WRAPPED, WITH BLUE X-RAY THREAD AND BLUE COTTON LOOP | STERILE |  |  |  |  | URL NOT FOUND | [7 empty] | QC Completed | OK
ESI | 006 |  | PUS | UNSOURCED |  | PKG FRM INPUT | PUS | ABC | Data Enrichment | ABC | 11th | [10 empty] | NMC | 805645 | 30023 | 2422903432 | 30023_2422903432 | Med-Surg Consumable | SPONGE LAPAROTOMY SUP30LST16 L30 CM X W30 CM 16 PLY DOUBLE WRAPPED X-RAY DETECTABLE STERILE 5's | - | S.G HOSPITAL | SUP30LST16 | GLOBEMED CARE L.L.C | - | - | PKT | - | 6.75 | CONSUMABLES | - | - | - | - | - | - | - | - | - | - | - | - | - | - | - | - | - | - | - | - | - | - | - | - | - | - | - | - | - | - | - | - | - | - | - | - | - | - | - | - | - | - | - | [5 empty] | SUP30LST16 |  |  |  | ea | 1 | PK | 5 | [10 empty] | 42295406 Laparotomy or surgical x ray detectable sponge or towel |  |  |  |  | SPONGE | LAPAROTOMY | [5 empty] | 30X30CM |  |  |  |  | 16 PLY, DOUBLE WRAPPED, X-RAY DETECTABLE | STERILE |  |  |  |  | URL NOT FOUND | [7 empty] | QC Completed | OK
ESI | 006 |  | PUS | UNSOURCED |  | PKG FRM INPUT | PUS | ABC | Data Enrichment | ABC | 11th | [10 empty] | NMC | 805646 | 30024 | 2422906667 | 30024_2422906667 | Med-Surg Consumable | SPONGE LAPAROTOMY UF10G12NS L10 CM X W10 CM 12 PLY NON-STERILE 100's | - | S.G HOSPITAL | UF10G12NS | GLOBEMED CARE L.L.C | - | - | BOX | - | 8.25 | CONSUMABLES | - | - | - | - | - | - | - | - | - | - | - | - | - | - | - | - | - | - | - | - | - | - | - | - | - | - | - | - | - | - | - | - | - | - | - | - | - | - | - | - | - | - | - | [5 empty] | UF10G12NS |  |  |  | EA | 1 | BX | 100 | [10 empty] | 42295406 Laparotomy or surgical x ray detectable sponge or towel |  |  |  |  | SPONGE | LAPAROTOMY | [5 empty] | 10X10CM |  |  |  |  | 12 PLY | NON STERILE |  |  |  |  | URL NOT FOUND | [7 empty] | QC Completed | OK
ESI | 006 |  | PUS | CAT NO. NOT FOUND |  | PKG FRM INPUT | PUS | ABC | Data Enrichment | ABC | 11th | [10 empty] | NMC | 805671 | 30069 | 2423102111 | 30069_2423102111 | Med-Surg Consumable | PAD EYE MEDICAL L75 MM X W55 MM SAFECARE STERILE 50's | - | SAFECARE | - | BIN ALI MEDICAL SUPPLIES LLC | - | - | BOX | - | 20 | CONSUMABLES | - | - | - | - | - | - | - | - | - | - | - | - | - | - | - | - | - | - | - | - | - | - | - | - | - | - | - | - | - | - | - | - | - | - | - | - | - | - | - | - | - | - | - | [9 empty] | EA | 1 | BX | 50 | [10 empty] | 42311518 Medical eye pads or patches |  |  |  |  | PAD | EYE |  |  | PAD EYE MEDICAL L75 MM X W55 MM SAFECARE STERILE 50's |  |  | 75X55MM |  |  |  |  | MEDICAL | STERILE |  |  |  |  | URL NOT FOUND | [7 empty] | QC Completed | OK
ESI | 006 |  | PUS | CAT NO. NOT FOUND |  | PKG FRM INPUT | PUS | ABC | Data Enrichment | ABC | 11th | [10 empty] | NMC | 805694 | 30123 | 2422801256 | 30123_2422801256 | Med-Surg Consumable | LINER INSTRUMENT TRAY 80 GSM STEAM 305MM X 610MM EACH | - | SAFECARE | - | ALL CARE MEDICAL SUPPLIES | - | - | Each | - | 0.45 | CONSUMABLES | - | - | - | - | - | - | - | - | - | - | - | - | - | - | - | - | - | - | - | - | - | - | - | - | - | - | - | - | - | - | - | - | - | - | - | - | - | - | - | - | - | - | - |  |  |  |  | EA | 1 | [17 empty] | 42281908 Sterilization instrument tray liners |  |  |  |  | LINER | INSTRUMENT TRAY | [5 empty] | 305X610MM |  |  |  |  | 80GSM, STEAM | [5 empty] | URL NOT FOUND | [7 empty] | QC Completed | OK
ESI | 006 |  | PUS | UNSOURCED |  | PKG FRM INPUT | PUS | ABC | Data Enrichment | ABC | 11th | [10 empty] | NMC | 805698 | 30131 | 2422801257 | 30131_2422801257 | Med-Surg Consumable | LINER INSTRUMENT TRAY TLC009 STEAM 305MM X 305MM EACH | - | SAFECARE | TLC009 | ALL CARE MEDICAL SUPPLIES | - | - | Each | - | 0.324 | CONSUMABLES | - | - | - | - | - | - | - | - | - | - | - | - | - | - | - | - | - | - | - | - | - | - | - | - | - | - | - | - | - | - | - | - | - | - | - | - | - | - | - | - | - | - | - |  |  |  |  | EA | 1 | [17 empty] | 42281908 Sterilization instrument tray liners |  |  |  |  | LINER | INSTRUMENT TRAY | [5 empty] | 305X305MM |  |  |  |  | STEAM | [5 empty] | URL NOT FOUND | [7 empty] | QC Completed | OK
ESI | 006 |  | PUS | UNSOURCED |  | PKG FRM INPUT | PUS | ABC | Data Enrichment | ABC | 11th | [10 empty] | NMC | 805699 | 30132 | 2422801258 | 30132_2422801258 | Med-Surg Consumable | LINER INSTRUMENT TRAY TLC010 STEAM 305MM X 457MM EACH | - | SAFECARE | TLC010 | ALL CARE MEDICAL SUPPLIES | - | - | Each | - | 0.378 | CONSUMABLES | - | - | - | - | - | - | - | - | - | - | - | - | - | - | - | - | - | - | - | - | - | - | - | - | - | - | - | - | - | - | - | - | - | - | - | - | - | - | - | - | - | - | - |  |  |  |  | EA | 1 | [17 empty] | 42281908 Sterilization instrument tray liners |  |  |  |  | LINER | INSTRUMENT TRAY | [5 empty] | 305X457MM |  |  |  |  | STEAM | [5 empty] | URL NOT FOUND | [7 empty] | QC Completed | OK
ESI | 006 |  | PUS | UNSOURCED |  | OK | PUS | ABC | Data Enrichment | ABC | 11th | [10 empty] | NMC | 805713 | 30169 | 2422910560 | 30169_2422910560 | Med-Surg Consumable | SURGICAL PROCEDURE 10-931-01 LAPROSCOPY SAFECARE | - | SAFECARE MEDICAL | 10-931-01 | BIN ALI MEDICAL SUPPLIES LLC | - | - | SET | - | 50 | CONSUMABLES | - | - | - | - | - | - | - | - | - | - | - | - | - | - | - | - | - | - | - | - | - | - | - | - | - | - | - | - | - | - | - | - | - | - | - | - | - | - | - | - | - | - | - | [5 empty] | 10-931-01 | [17 empty] | 42295414 Surgical specialty procedure packs |  |  |  |  | PACK | SURGICAL PROCEDURE | [10 empty] | LAPAROSCOPY | [5 empty] | URL NOT FOUND | [7 empty] | QC Completed | OK
ESI | 006 |  | PUS | SOURCED |  | OK | PUS | ABC | Data Enrichment | ABC | 11th | [10 empty] | NMC | 805756 | 30264 | 2421402882 | 30264_2421402882 | Med-Surg Consumable | PAD POSITIONING 508-0103 FOR ARTHROSCOPY LEG HOLDER | - | SCHAERER MEDICAL | 508-0103 | Emerging Medical Solutions LLC | - | - | EA | - | 211.12 | CONSUMABLES | - | - | - | - | - | - | - | - | - | - | - | - | - | - | - | - | - | - | - | - | - | - | - | - | - | - | - | - | - | - | - | - | - | - | - | - | - | - | - | - | - | - | - | [9 empty] | EA | 1 | CA | 12 | [10 empty] | 42295111 Operating room patient positioning devices for general use |  |  |  |  | PAD | POSITIONING | [10 empty] | FOR ARTHROSCOPY LEG HOLDER |  |  | DISPOSABLE |  |  | https://www.schaerermedical.com/downloads/2021%20Schaerer-SchureMed%20Catalog%20REV%203.06_english.pdf | [7 empty] | QC Completed | OK
ESI | 006 |  | PUS | UNSOURCED |  | PKG FRM INPUT | PUS | ABC | Data Enrichment | ABC | 11th | [10 empty] | NMC | 805817 | 30437 | 2512400507 | 30437_2512400507 | Med-Surg Consumable | TREATMENT MESOTHERAPY SELVERT THERMAL 24K PURE GOLD 5's | - | SELVERT | SELVERT | VELVET INTERNATIONAL LLC | - | - | BOX | - | 1250 | CONSUMABLES | - | - | - | - | - | - | - | - | - | - | - | - | - | - | - | - | - | - | - | - | - | - | - | - | - | - | - | - | - | - | - | - | - | - | - | - | - | - | - | - | - | - | - | [9 empty] | EA | 1 | BX | 5 | [10 empty] | 53131613 Facial care products |  |  |  |  | SOLUTION | MESOTHERAPY | 24K PURE GOLD | [9 empty] | THERMAL, TREATMENT | [5 empty] | URL NOT FOUND | [7 empty] | QC Completed | OK
ESI | 006 |  | PUS | THIRD PARTY |  | PKG FRM INPUT | PUS | ABC | Data Enrichment | ABC | 11th | [10 empty] | NMC | 806021 | 31326 | 2423208762 | 31326_2423208762 | Med-Surg Consumable | SCREW AB0010-55001 TULIP PERCUTANEOUS OD12.5 X 14.9 MM EACH | - | SIGNUS | AB0010-55001 | SHAHBAA ELSHAM MEDICAL | - | - | Each | - | 500 | CONSUMABLES | - | - | - | - | - | - | - | - | - | - | - | - | - | - | - | - | - | - | - | - | - | - | - | - | - | - | - | - | - | - | - | - | - | - | - | - | - | - | - | - | - | - | - | [9 empty] | EA | 1 | [12 empty] | 42321610 Spinal screws or screw extensions |  |  |  |  | SCREW | SPINAL | TULIP |  |  |  | STANDARD | 12.5X14.9MM |  |  |  | PERCUTANEOUS | [6 empty] | https://oyasama.es/wp-content/uploads/2022/06/BROCHURE_DIPLOMAT-MIS.pdf | [7 empty] | QC Completed | OK
ESI | 006 |  | PUS | THIRD PARTY |  | PKG FRM INPUT | PUS | ABC | Data Enrichment | ABC | 11th | [10 empty] | NMC | 806022 | 31327 | 2422911298 | 31327_2422911298 | Med-Surg Consumable | SCREW AB0030-55001 TULIP PERCUTANEOUS OD12.5 X 150 MM EACH | - | SIGNUS | AB0030-55001 | SHAHBAA ELSHAM MEDICAL SUPPLIES L.L.C | - | - | EA | - | 800 | CONSUMABLES | - | - | - | - | - | - | - | - | - | - | - | - | - | - | - | - | - | - | - | - | - | - | - | - | - | - | - | - | - | - | - | - | - | - | - | - | - | - | - | - | - | - | - | [9 empty] | EA | 1 | [12 empty] | 42321610 Spinal screws or screw extensions |  |  |  |  | SCREW | SPINAL | TULIP |  |  |  |  | 12.5X150MM |  |  |  | PERCUTANEOUS | [6 empty] | https://oyasama.es/wp-content/uploads/2022/06/BROCHURE_DIPLOMAT-MIS.pdf | [7 empty] | QC Completed | OK
ESI | 006 |  | PUS | SOURCED |  | OK | PUS | ABC | Data Enrichment | ABC | 11th | [10 empty] | NMC | 806038 | 31386 | 2422906184 | 31386_2422906184 | Med-Surg Consumable | DEVICE INFLATION 96346 40ATM | - | SIS MEDICAL | 96346 | LIFE COMPANION MEDICAL EQPT. TRDG LLC | - | - | Each | - | 400 | CONSUMABLES | - | - | - | - | - | - | - | - | - | - | - | - | - | - | - | - | - | - | - | - | - | - | - | - | - | - | - | - | - | - | - | - | - | - | - | - | - | - | - | - | - | - | - |  |  |  | SIS MEDICAL AG | SIS MEDICAL AG | 96346 |  |  |  | EA | 1 | [12 empty] | 42294909 Endoscopic dilators or inflation devices |  |  |  |  | DEVICE | INFLATION |  | Polycarbonate, Polymere |  |  | 40ATM |  |  | 25CC | [8 empty] | https://www.sis-medical.com/images/170504_Inflation-Device-Flyer-Kopie.jpg | [7 empty] | QC Completed | OK
ESI | 006 |  | PUS | SOURCED |  | OK | PUS | ABC | Data Enrichment | ABC | 11th | [10 empty] | NMC | 806039 | 31428 | 2422911192 | 31428_2422911192 | Med-Surg Consumable | DEVICE INFLATION 96463 55ATM EACH | - | SIS MEDICAL | 96463 | LIFE COMPANION MEDICAL EQPT. TRDG LLC | - | - | EA | - | 400 | CONSUMABLES | - | - | - | - | - | - | - | - | - | - | - | - | - | - | - | - | - | - | - | - | - | - | - | - | - | - | - | - | - | - | - | - | - | - | - | - | - | - | - | - | - | - | - |  |  |  | SIS MEDICAL AG | SIS MEDICAL AG | 96463 |  |  |  | EA | 1 | [12 empty] | 42294909 Endoscopic dilators or inflation devices |  |  |  |  | DEVICE | INFLATION |  | Polycarbonate, Polymere |  |  | 55ATM |  |  | 14CC | [8 empty] | https://www.sis-medical.com/images/170504_Inflation-Device-Flyer-Kopie.jpg | [7 empty] | QC Completed | OK
ESI | 006 |  | PUS | UNSOURCED |  | OK | PUS | ABC | Data Enrichment | ABC | 11th | [10 empty] | NMC | 806040 | 31444 | 2422907464 | 31444_2422907464 | Med-Surg Consumable | MARKER BOWEL MOTILITY 8100 SITZMARKS RADIOOPAQUE O RING CAPSULE 10's | - | SITZMARKS | 8100 | AL ZAHRAWI MEDICAL SERVICES CO. W.L.L. | - | - | BOX | - | 2250 | CONSUMABLES | - | - | - | - | - | - | - | - | - | - | - | - | - | - | - | - | - | - | - | - | - | - | - | - | - | - | - | - | - | - | - | - | - | - | - | - | - | - | - | - | - | - | - | [5 empty] | 8100 |  |  |  | EA | 1 | BX | 10 | [10 empty] | 42201862 Medical imaging contrast agent injector accessories |  |  |  |  | O-RING | CONTRAST AGENT | SITZMARKS | [9 empty] | RADIOOPAQUE, CAPSULE, MARKER, BOWEL MOTILITY | [5 empty] | URL NOT FOUND | [7 empty] | QC Completed | OK
ESI | 006 |  | PUS | UNSOURCED |  | PKG FRM INPUT | PUS | ABC | Data Enrichment | ABC | 11th | [10 empty] | NMC | 806046 | 31464 | 2512400667 | 31464_2512400667 | Med-Surg Consumable | TREATMENT MESOTHERAPY AESTHETIC DERMAL RRS HA EYES 1.5 ML X BOX/12 | - | SKINTECH PHARMA | - | DERMA CARE INTERNATIONAL CO.LLC | - | - | BOX | - | 722.55 | CONSUMABLES | - | - | - | - | - | - | - | - | - | - | - | - | - | - | - | - | - | - | - | - | - | - | - | - | - | - | - | - | - | - | - | - | - | - | - | - | - | - | - | - | - | - | - | [9 empty] | EA | 1 | BX | 12 | [10 empty] | 53131613 Facial care products |  |  |  |  | SOLUTION | MESOTHERAPY | RRS HA EYES | [6 empty] | 1.5ML |  |  | AESTHETIC DERMAL, TREATMENT | [5 empty] | URL NOT FOUND | [7 empty] | QC Completed | OK
ESI | 006 |  | PUS | UNSOURCED |  | OK | PUS | ABC | Data Enrichment | ABC | 11th | [10 empty] | NMC | 806047 | 31465 | 2512400346 | 31465_2512400346 | Med-Surg Consumable | TREATMENT MESOTHERAPY EASY TCA CLASSIC 24 SESSION | - | SKINTECH PHARMA | SKINTECH PHARMA | DERMAZONE TRADING LLC | - | - | KIT | - | 3200 | CONSUMABLES | - | - | - | - | - | - | - | - | - | - | - | - | - | - | - | - | - | - | - | - | - | - | - | - | - | - | - | - | - | - | - | - | - | - | - | - | - | - | - | - | - | - | - | [23 empty] | 53131613 Facial care products |  |  |  |  | SOLUTION | MESOTHERAPY | EASY TCA CLASSIC | [9 empty] | 24 SESSION, TREATMENT | [5 empty] | URL NOT FOUND | [7 empty] | QC Completed | OK
ESI | 006 |  | PUS | UNSOURCED |  | PKG FRM INPUT | PUS | ABC | Data Enrichment | ABC | 11th | [10 empty] | NMC | 806064 | 31510 | 2531300567 | 31510_2531300567 | Med-Surg Consumable | PACIFIER BABY 15A LIL PACEE SILICONE PREEMIE PURPLE 100's | - | SMALL BEGINNIGS | 15A | HESSA MEDICAL EQUIPMENT | - | - | BOX | - | 850 | CONSUMABLES | - | - | - | - | - | - | - | - | - | - | - | - | - | - | - | - | - | - | - | - | - | - | - | - | - | - | - | - | - | - | - | - | - | - | - | - | - | - | - | - | - | - | - | [9 empty] | EA | 1 | BX | 100 | [10 empty] | 53131505 Infant soother or pacifier or dummy |  |  |  |  | PACIFIER | BABY | LIL PACEE | SILICONE |  |  | PREEMIE | [9 empty] | PURPLE |  | URL NOT FOUND | [7 empty] | QC Completed | OK
ESI | 006 |  | PUS | UNSOURCED |  | PKG FRM INPUT | PUS | ABC | Data Enrichment | ABC | 11th | [10 empty] | NMC | 806065 | 31511 | 2531300568 | 31511_2531300568 | Med-Surg Consumable | PACIFIER BABY 15B NU PACEE SILICONE NEWBORN TEAL 100's | - | SMALL BEGINNIGS | 15B | HESSA MEDICAL EQUIPMENT | - | - | BOX | - | 850 | CONSUMABLES | - | - | - | - | - | - | - | - | - | - | - | - | - | - | - | - | - | - | - | - | - | - | - | - | - | - | - | - | - | - | - | - | - | - | - | - | - | - | - | - | - | - | - | [9 empty] | EA | 1 | BX | 100 | [10 empty] | 53131505 Infant soother or pacifier or dummy |  |  |  |  | PACIFIER | BABY | NU PACEE | SILICONE | NEWBORN | [11 empty] | TEAL |  | URL NOT FOUND | [7 empty] | QC Completed | OK
ESI | 006 |  | PUS | THIRD PARTY |  | OK | PUS | ABC | Data Enrichment | ABC | 11th | [10 empty] | NMC | 806767 | 34029 | 2IN0005355 | 34029_2IN0005355 | Med-Surg Consumable | TROCAR SURGICAL 626-152-91 PYRAMIDAL TIP OD11 MM X FL100 MM | - | TONTARRA | 626-152-91 | PREMIUM MEDICAL SUPPLIES LLC | - | - | EA | - | 320 | INSTRUMENT | - | - | - | - | - | - | - | - | - | - | - | - | - | - | - | - | - | - | - | - | - | - | - | - | - | - | - | - | - | - | - | - | - | - | - | - | - | - | - | - | - | - | - |  |  |  | TONTARRA Medizintechnik GmbH | TONTARRA Medizintechnik GmbH | 626-152-91 | [17 empty] | 42294978 Endoscopic trocar or sheath or obturator or cannula |  |  |  |  | TROCAR | ENDOSCOPIC | [5 empty] | 11X100MM |  |  |  |  | PYRAMIDAL TIP |  |  |  |  | SURGICAL | https://www.lamonea.eu/wp-content/uploads/2013/05/Laparoscopy-low.pdf | [7 empty] | QC Completed | OK
ESI | 006 |  | PUS | SOURCED |  | OK | PUS | ABC | Data Enrichment | ABC | 11th | [10 empty] | NMC | 806778 | 34048 | 2512400465 | 34048_2512400465 | Med-Surg Consumable | TREATMENT MESOTHERAPY TKN-00-0073 TKN HA XS 2% BIOREVITALISING HYALURONIC ACID 5ML X 5 VIALS | - | TOSKANI | TOSKANI | MEDWAY L.L.C | - | - | BOX | - | 750 | CONSUMABLES | - | - | - | - | - | - | - | - | - | - | - | - | - | - | - | - | - | - | - | - | - | - | - | - | - | - | - | - | - | - | - | - | - | - | - | - | - | - | - | - | - | - | - |  |  |  | TOSKANI COSMETICS | TOSKANI COSMETICS | TKN-00-0073 |  |  |  | EA | 1 | BX | 5 | [10 empty] | 53131613 Facial care products |  |  |  |  | SOLUTION | MESOTHERAPY |  | HA XS 2% HYALURONIC ACID | [5 empty] | 5ml |  |  | BIOREVITALISING, VIAL, TREATMENT | [5 empty] | https://shop.toskani.com/en/ADVANCED/44-TKN-HA-XS-2.html | [7 empty] | QC Completed | OK
ESI | 006 |  | PUS | SOURCED |  | OK | PUS | ABC | Data Enrichment | ABC | 11th | [10 empty] | NMC | 806779 | 34049 | 2512400466 | 34049_2512400466 | Med-Surg Consumable | TREATMENT MESOTHERAPY TKN-00-0075 NCPR NUTRITIVE COMPLEX POLI REVITALISING 5ML X 5 VIALS | - | TOSKANI | TOSKANI | MEDWAY L.L.C | - | - | BOX | - | 900 | CONSUMABLES | - | - | - | - | - | - | - | - | - | - | - | - | - | - | - | - | - | - | - | - | - | - | - | - | - | - | - | - | - | - | - | - | - | - | - | - | - | - | - | - | - | - | - | [5 empty] | TKN-00-0075 |  |  |  | EA | 1 | BX | 5 | [10 empty] | 53131613 Facial care products |  |  |  |  | SOLUTION | MESOTHERAPY | [7 empty] | 5ml |  |  | NUTRITIVE COMPLEX POLI REVITALISING, VIAL, TREATMENT | [5 empty] | https://shop.toskani.com/en/ADVANCED/46-NCPR-NUTRITIVE-COMPLEX-POLI-REVITALIZIN.html | [7 empty] | QC Completed | OK
ESI | 006 |  | PUS | CAT NO. NOT FOUND |  | PKG FRM INPUT | PUS | ABC | Data Enrichment | ABC | 11th | [10 empty] | NMC | 806789 | 34105 | 2423208686 | 34105_2423208686 | Med-Surg Consumable | SURGICAL PROCEEDURE FEMUR FIXATION CASE EACH | - | TRAUMA CARE | - | TRAUMA CARE MEDICAL EQUIPMENTS TRADING L.L.C | - | - | EA | - | 3479.36 | CONSUMABLES | - | - | - | - | - | - | - | - | - | - | - | - | - | - | - | - | - | - | - | - | - | - | - | - | - | - | - | - | - | - | - | - | - | - | - | - | - | - | - | - | - | - | - | [9 empty] | EA | 1 | [12 empty] | 42171921 Case for medical instrument sets |  |  |  |  | CASE | SURGICAL INSTRUMENT | [9 empty] | FEMORAL | PROCEDURE, FIXATION | [5 empty] | URL NOT FOUND | [7 empty] | QC Completed | OK
ESI | 006 |  | PUS | SOURCED |  | PKG FRM INPUT | PUS | ABC | Data Enrichment | ABC | 11th | [10 empty] | NMC | 806790 | 34110 | 2423208912 | 34110_2423208912 | Med-Surg Consumable | BLOCK SURGICAL Bio.B1515301 NEOBONE BONE FILLER 15X15X30 MM EACH | - | TRAUMA CARE | Bio.B1515301 | TRAUMACARE MEDICAL | - | - | Each | - | 1638 | CONSUMABLES | - | - | - | - | - | - | - | - | - | - | - | - | - | - | - | - | - | - | - | - | - | - | - | - | - | - | - | - | - | - | - | - | - | - | - | - | - | - | - | - | - | - | - | [5 empty] | Bio.B1515301 |  |  |  | EA | 1 | [12 empty] | 42295545 Bone graft extender or void fillers or substitutes |  |  |  |  | GRAFT | BONE | NEOBONE | CALCIUM PHOSPHATE |  |  |  | 15X15X30MM |  |  |  |  | BLOCK |  |  |  |  | SURGICAL, FILLER | https://traumacare.ae/mt-content/uploads/2023/12/trauma-care-catalogue-2023.pdf | [7 empty] | QC Completed | OK
ESI | 006 |  | PUS | UNSOURCED |  | PKG FRM INPUT | PUS | ABC | Data Enrichment | ABC | 11th | [10 empty] | NMC | 806832 | 34227 | 2IN0005675 | 34227_2IN0005675 | Med-Surg Consumable | PLIER SURGICAL 40-862-11 FLAT NOSE DOUBLE ACTION POINTED 18 CM EACH | - | TRAUMACARE | 40-862-11 | TRAUMA CARE MEDICAL EQUIPMENTS TRADING L.L.C | - | - | EA | - | 566.75 | INSTRUMENT | - | - | - | - | - | - | - | - | - | - | - | - | - | - | - | - | - | - | - | - | - | - | - | - | - | - | - | - | - | - | - | - | - | - | - | - | - | - | - | - | - | - | - | [5 empty] | 40-862-11 |  |  |  | EA | 1 | [12 empty] | 42292303 Surgical pliers |  |  |  |  | PLIER | SURGICAL | [5 empty] | 18CM |  |  |  |  | FLAT NOSE, DOUBLE ACTION, POINTED | [5 empty] | URL NOT FOUND | [7 empty] | QC Completed | OK
ESI | 006 |  | PUS | THIRD PARTY |  | PKG FRM INPUT | PUS | ABC | Data Enrichment | ABC | 11th | [10 empty] | NMC | 806835 | 34230 | 2IN0005697 | 34230_2IN0005697 | Med-Surg Consumable | CONTAINER SURGICAL 55-110-10 ALU SILVER, LID PERFORATED, BOTTOM NON-PERFORATED 580 X 280 X 100 MM EACH | - | TRAUMACARE | 55-110-10 | TRAUMA CARE MEDICAL EQUIPMENTS TRADING L.L.C | - | - | EA | - | 3882.29 | INSTRUMENT | - | - | - | - | - | - | - | - | - | - | - | - | - | - | - | - | - | - | - | - | - | - | - | - | - | - | - | - | - | - | - | - | - | - | - | - | - | - | - | - | - | - | - | [5 empty] | 55-110-10 |  |  |  | EA | 1 | [12 empty] | 42281509 Sterilization containers or trays |  |  |  |  | CONTAINER | STERILIZATION |  | ALU SILVER |  |  |  | 580X280X100MM |  |  |  |  | LID PERFORATED, BOTTOM NON-PERFORATED |  |  |  |  | SURGICAL | https://www.as-medizintechnik.de/en/Sterilizing-Container/ | [7 empty] | QC Completed | OK
ESI | 006 |  | PUS | THIRD PARTY |  | PKG FRM INPUT | PUS | ABC | Data Enrichment | ABC | 11th | [10 empty] | NMC | 806836 | 34231 | 2IN0005696 | 34231_2IN0005696 | Med-Surg Consumable | CONTAINER SURGICAL 55-110-13 ALU SILVER, LID PERFORATED, BOTTOM NON-PERFORATED 580 X 280 X 135 MM EACH | - | TRAUMACARE | 55-110-13 | TRAUMA CARE MEDICAL EQUIPMENTS TRADING L.L.C | - | - | EA | - | 4214.15 | INSTRUMENT | - | - | - | - | - | - | - | - | - | - | - | - | - | - | - | - | - | - | - | - | - | - | - | - | - | - | - | - | - | - | - | - | - | - | - | - | - | - | - | - | - | - | - | [5 empty] | 55-110-13 |  |  |  | EA | 1 | [12 empty] | 42281509 Sterilization containers or trays |  |  |  |  | CONTAINER | STERILIZATION |  | ALU SILVER |  |  |  | 580X280X135MM |  |  |  |  | LID PERFORATED, BOTTOM NON-PERFORATED |  |  |  |  | SURGICAL | https://www.as-medizintechnik.de/en/Sterilizing-Container/ | [7 empty] | QC Completed | OK
ESI | 006 |  | PUS | THIRD PARTY |  | PKG FRM INPUT | PUS | ABC | Data Enrichment | ABC | 11th | [10 empty] | NMC | 806837 | 34232 | 2IN0005698 | 34232_2IN0005698 | Med-Surg Consumable | CONTAINER SURGICAL 55-110-15 ALU SILVER, LID PERFORATED, BOTTOM NON-PERFORATED 580 X 280 X 150 MM EACH | - | TRAUMACARE | 55-110-15 | TRAUMA CARE MEDICAL EQUIPMENTS TRADING L.L.C | - | - | EA | - | 2468.86 | INSTRUMENT | - | - | - | - | - | - | - | - | - | - | - | - | - | - | - | - | - | - | - | - | - | - | - | - | - | - | - | - | - | - | - | - | - | - | - | - | - | - | - | - | - | - | - | [5 empty] | 55-110-15 |  |  |  | EA | 1 | [12 empty] | 42281509 Sterilization containers or trays |  |  |  |  | CONTAINER | STERILIZATION |  | ALU SILVER |  |  |  | 580X280X150MM |  |  |  |  | LID PERFORATED, BOTTOM NON-PERFORATED |  |  |  |  | SURGICAL | https://www.as-medizintechnik.de/en/Sterilizing-Container/ | [7 empty] | QC Completed | OK
ESI | 006 |  | PUS | UNSOURCED |  | OK | PUS | ABC | Data Enrichment | ABC | 11th | [10 empty] | NMC | 806864 | 34555 | 2IN0005454 | 34555_2IN0005454 | Med-Surg Consumable | PLIER SURGICAL SD-2286-00 WEINGART MINI | - | TSI MED | - | ESQUIRE MEDICAL EQUIPMENT TRADING LLC | - | - | EA | - | 105 | INSTRUMENT | - | - | - | - | - | - | - | - | - | - | - | - | - | - | - | - | - | - | - | - | - | - | - | - | - | - | - | - | - | - | - | - | - | - | - | - | - | - | - | - | - | - | - | [5 empty] | SD-2286-00 | [17 empty] | 42292303 Surgical pliers |  |  |  |  | PLIER | SURGICAL |  |  |  |  | MINI | [5 empty] | WEINGART | [5 empty] | URL NOT FOUND | [7 empty] | QC Completed | OK
ESI | 006 |  | PUS | UNSOURCED |  | OK | PUS | ABC | Data Enrichment | ABC | 11th | [10 empty] | NMC | 806870 | 34561 | 2IN0005405 | 34561_2IN0005405 | Med-Surg Consumable | TRAY IMPRESSION DF026202 PERFORATED STAINLESS STEEL FIG 2 FORM C 1/2L | - | TSI MED | DF026202 | ESQUIRE MEDICAL EQUIPMENT TRADING LLC | - | - | EA | - | 50.27 | INSTRUMENT | - | - | - | - | - | - | - | - | - | - | - | - | - | - | - | - | - | - | - | - | - | - | - | - | - | - | - | - | - | - | - | - | - | - | - | - | - | - | - | - | - | - | - | [23 empty] | 42152105 Dental impression trays |  |  |  |  | TRAY | IMPRESSION |  | STAINLESS STEEL | [8 empty] | FIG 2, FORM C, 1/2L | [5 empty] | URL NOT FOUND | [7 empty] | QC Completed | OK
ESI | 006 |  | PUS | UNSOURCED |  | OK | PUS | ABC | Data Enrichment | ABC | 11th | [10 empty] | NMC | 806935 | 34627 | 2IN0005404 | 34627_2IN0005404 | Med-Surg Consumable | TRAY IMPRESSION DF025202 PERFORATED STAINLESS STEEL FIG 2 FORM C 1/2R | - | TSI MED | DF025202 | ESQUIRE MEDICAL EQUIPMENT TRADING LLC | - | - | EA | - | 50.27 | INSTRUMENT | - | - | - | - | - | - | - | - | - | - | - | - | - | - | - | - | - | - | - | - | - | - | - | - | - | - | - | - | - | - | - | - | - | - | - | - | - | - | - | - | - | - | - | [23 empty] | 42152105 Dental impression trays |  |  |  |  | TRAY | IMPRESSION |  | STAINLESS STEEL | [8 empty] | FIG 2, FORM C, 1/2R | [5 empty] | URL NOT FOUND | [7 empty] | QC Completed | OK
ESI | 006 |  | PUS | UNSOURCED |  | OK | PUS | ABC | Data Enrichment | ABC | 11th | [10 empty] | NMC | 806943 | 34635 | 2IN0005406 | 34635_2IN0005406 | Med-Surg Consumable | TRAY IMPRESSION DF253512 STAINLESS STEEL ASSORTED | - | TSI MED | DF253512 | ESQUIRE MEDICAL EQUIPMENT TRADING LLC | - | - | EA | - | 67.67 | INSTRUMENT | - | - | - | - | - | - | - | - | - | - | - | - | - | - | - | - | - | - | - | - | - | - | - | - | - | - | - | - | - | - | - | - | - | - | - | - | - | - | - | - | - | - | - | [23 empty] | 42152105 Dental impression trays |  |  |  |  | TRAY | IMPRESSION |  | STAINLESS STEEL | [8 empty] | ASSORTED | [5 empty] | URL NOT FOUND | [7 empty] | QC Completed | OK
ESI | 006 |  | PUS | UNSOURCED |  | OK | PUS | ABC | Data Enrichment | ABC | 11th | [10 empty] | NMC | 806950 | 34653 | 2IN0005438 | 34653_2IN0005438 | Med-Surg Consumable | PLIER SURGICAL SD2700-07 POSTERIOR BAND REMOVER LONG | - | TSI MED | SD2700-07 | ESQUIRE MEDICAL EQUIPMENT TRADING LLC | - | - | EA | - | 206 | INSTRUMENT | - | - | - | - | - | - | - | - | - | - | - | - | - | - | - | - | - | - | - | - | - | - | - | - | - | - | - | - | - | - | - | - | - | - | - | - | - | - | - | - | - | - | - | [5 empty] | SD-2700-07 | [17 empty] | 42292303 Surgical pliers |  |  |  |  | PLIER | SURGICAL |  |  |  |  | LONG | [5 empty] | POSTERIOR BAND REMOVER | [5 empty] | URL NOT FOUND | [7 empty] | QC Completed | OK
ESI | 006 |  | PUS | UNSOURCED |  | OK | PUS | ABC | Data Enrichment | ABC | 11th | [10 empty] | NMC | 806951 | 34654 | 2IN0005450 | 34654_2IN0005450 | Med-Surg Consumable | PLIER SURGICAL SD-2700-07 POSTERIOR BAND REMOVER LONG | - | TSI MED | SD-2700-07 | ESQUIRE MEDICAL EQUIPMENT TRADING LLC | - | - | EA | - | 206 | INSTRUMENT | - | - | - | - | - | - | - | - | - | - | - | - | - | - | - | - | - | - | - | - | - | - | - | - | - | - | - | - | - | - | - | - | - | - | - | - | - | - | - | - | - | - | - | [5 empty] | SD-2700-07 | [17 empty] | 42292303 Surgical pliers |  |  |  |  | PLIER | SURGICAL |  |  |  |  | LONG | [5 empty] | POSTERIOR BAND REMOVER | [5 empty] | URL NOT FOUND | [7 empty] | QC Completed | OK
ESI | 006 |  | PUS | UNSOURCED |  | PKG FRM INPUT | PUS | ABC | Data Enrichment | ABC | 11th | [10 empty] | NMC | 806957 | 34661 | 2422904112 | 34661_2422904112 | Med-Surg Consumable | GUN BIOPSY HTX 1615 FULL AUTOMATIC WITH COAXIAL NEEDLE 16G X 15 CM 10's | - | TSUNAMI MEDICAL | HTX 1615 | MULTICARE MEDICAL EQUIPMENT TRDG. LLC | - | - | BOX | - | 1950 | CONSUMABLES | - | - | - | - | - | - | - | - | - | - | - | - | - | - | - | - | - | - | - | - | - | - | - | - | - | - | - | - | - | - | - | - | - | - | - | - | - | - | - | - | - | - | - |  |  |  | TSUNAMI MEDICAL | TSUNAMI MEDICAL |  |  |  |  | EA | 1 | BX | 10 | [10 empty] | 42142518 Biopsy aspirator products |  |  |  |  | GUN | BIOPSY | [5 empty] | 16GAX15CM |  |  |  |  | FULL AUTOMATIC, WITH COAXIAL NEEDLE | [5 empty] | URL NOT FOUND | [7 empty] | QC Completed | OK
ESI | 006 |  | PUS | UNSOURCED |  | OK | PUS | ABC | Data Enrichment | ABC | 11th | [10 empty] | NMC | 806960 | 34664 | 2421401502 | 34664_2421401502 | Med-Surg Consumable | GUN BIOPSY HTX1825 HUNTER OD18 GA X L25 CM FULL AUTOMATIC WITH COAXIAL NEEDLE | - | TSUNAMI MEDICAL | HTX1825 | MULTICARE MEDICAL EQUIPMENT TRDG. LLC | - | - | Each | - | 195 | CONSUMABLES | - | - | - | - | - | - | - | - | - | - | - | - | - | - | - | - | - | - | - | - | - | - | - | - | - | - | - | - | - | - | - | - | - | - | - | - | - | - | - | - | - | - | - |  |  |  | TSUNAMI MEDICAL | TSUNAMI MEDICAL | [18 empty] | 42142518 Biopsy aspirator products |  |  |  |  | GUN | BIOPSY | [5 empty] | 18GAX25CM |  |  |  |  | HUNTER, FULL AUTOMATIC, WITH COAXIAL NEEDLE | [5 empty] | URL NOT FOUND | [7 empty] | QC Completed | OK
ESI | 006 |  | PUS | THIRD PARTY |  | PKG FRM INPUT | PUS | ABC | Data Enrichment | ABC | 11th | [10 empty] | NMC | 806965 | 34713 | 2422902636 | 34713_2422902636 | Med-Surg Consumable | PENCIL ELECTROSURGICAL E2401 LECTROBRASIVE TIP CLEANER 100's | - | TYCO HEALTHCARE | E2401 | AL ZAHRAWI MEDICAL SERVICES CO. W.L.L. | - | - | BOX | - | 650 | CONSUMABLES | - | - | - | - | - | - | - | - | - | - | - | - | - | - | - | - | - | - | - | - | - | - | - | - | - | - | - | - | - | - | - | - | - | - | - | - | - | - | - | - | - | - | - | [9 empty] | EA | 1 | BX | 100 | [10 empty] | 42295143 Electrosurgical or electrocautery accessories or attachments |  |  |  |  | CLEANER | ELECTROSURGICAL | [10 empty] | Electrode Tip, LECTROBRASIV |  |  |  |  | PENCIL | https://aerobasegroup.com/part-number/e2401_01-295-6256 | [7 empty] | QC Completed | OK
ESI | 006 |  | PUS | CAT NO. NOT FOUND |  | OK | PUS | ABC | Data Enrichment | ABC | 11th | [10 empty] | NMC | 806971 | 34752 | 2461800147 | 34752_2461800147 | Med-Surg Consumable | BINDER CHEST TYNOR SIZE LARGE | - | TYNOR | TYNOR OTHOTICS | AL ANWAR MEDICAL EQUIPMENT TRADING CO. LLC | - | - | Each | - | 85 | CONSUMABLES | - | - | - | - | - | - | - | - | - | - | - | - | - | - | - | - | - | - | - | - | - | - | - | - | - | - | - | - | - | - | - | - | - | - | - | - | - | - | - | - | - | - | - | [23 empty] | 42312501 Mammary support binders |  |  |  |  | BINDER | CHEST |  |  | BINDER CHEST TYNOR SIZE LARGE |  | LARGE | [11 empty] | URL NOT FOUND | [7 empty] | QC Completed | OK
ESI | 006 |  | PUS | UNSOURCED |  | OK | PUS | ABC | Data Enrichment | ABC | 11th | [10 empty] | NMC | 807038 | 34878 | 2512400474 | 34878_2512400474 | Med-Surg Consumable | TREATMENT MESOTHERAPY 6001 BASIC CLEANSING MILK 400ML | - | VALETUDO | VALETUDO | JS INTERNATIONAL LLC | - | - | Each | - | 129.5 | CONSUMABLES | - | - | - | - | - | - | - | - | - | - | Purchased Item | Y | Y | Y | Y | 2 | 2 | - | - | - | Y | - | - | Finished Good | Active | - | FG | 2 | Y | Y | N | - | - | - | - | - | Y | - | - | N | - | - | - | [5 empty] | 6001 | [17 empty] | 53131613 Facial care products |  |  |  |  | SOLUTION | MESOTHERAPY | [7 empty] | 400ML |  |  | BASIC CLEANSING MILK, TREATMENT | [5 empty] | URL NOT FOUND | [7 empty] | QC Completed | OK
ESI | 006 |  | PUS | UNSOURCED |  | OK | PUS | ABC | Data Enrichment | ABC | 11th | [10 empty] | NMC | 807039 | 34879 | 2512400475 | 34879_2512400475 | Med-Surg Consumable | TREATMENT MESOTHERAPY 6002 BASIC TONER 400ML | - | VALETUDO | VALETUDO | JS INTERNATIONAL LLC | - | - | Each | - | 129.5 | CONSUMABLES | - | - | - | - | - | - | - | - | - | - | Purchased Item | Y | Y | Y | Y | 2 | 2 | - | - | - | Y | - | - | Finished Good | Active | - | FG | 2 | Y | Y | N | - | - | - | - | - | Y | - | - | N | - | - | - | [5 empty] | 6002 | [17 empty] | 53131613 Facial care products |  |  |  |  | SOLUTION | MESOTHERAPY | [7 empty] | 400ML |  |  | BASIC TONER, TREATMENT | [5 empty] | URL NOT FOUND | [7 empty] | QC Completed | OK
ESI | 006 |  | PUS | UNSOURCED |  | PKG FRM INPUT | PUS | ABC | Data Enrichment | ABC | 11th | [10 empty] | NMC | 807040 | 34880 | 2512400476 | 34880_2512400476 | Med-Surg Consumable | TREATMENT MESOTHERAPY 6041A VITAMIN C FACIAL MASK 360GM 10's | - | VALETUDO | VALETUDO | JS INTERNATIONAL LLC | - | - | BOX | - | 259 | CONSUMABLES | - | - | - | - | - | - | - | - | - | - | Purchased Item | Y | Y | Y | Y | 2 | 2 | - | - | - | Y | - | - | Finished Good | Active | - | FG | 2 | Y | Y | N | - | - | - | - | - | Y | - | - | N | - | - | - | [5 empty] | 6041A |  |  |  | EA | 1 | BX | 10 | [10 empty] | 53131613 Facial care products |  |  |  |  | MASK | DERMATOLOGICAL | [8 empty] | 360GM |  | VITAMIN C, TREATMENT, MESOTHERAPY | [5 empty] | URL NOT FOUND | [7 empty] | QC Completed | OK
ESI | 006 |  | PUS | UNSOURCED |  | OK | PUS | ABC | Data Enrichment | ABC | 11th | [10 empty] | NMC | 807041 | 34881 | 2512400477 | 34881_2512400477 | Med-Surg Consumable | TREATMENT MESOTHERAPY 6187 MAKE UP REMOVER F-201 150ML | - | VALETUDO | VALETUDO | JS INTERNATIONAL LLC | - | - | Each | - | 122.5 | CONSUMABLES | - | - | - | - | - | - | - | - | - | - | Purchased Item | Y | Y | Y | Y | 2 | 2 | - | - | - | Y | - | - | Finished Good | Active | - | FG | 2 | Y | Y | N | - | - | - | - | - | Y | - | - | N | - | - | - | [5 empty] | 6187 | [17 empty] | 53131613 Facial care products |  |  |  |  | SOLUTION | MESOTHERAPY | [7 empty] | 150ML |  |  | MAKE UP REMOVER, F-201, TREATMENT | [5 empty] | URL NOT FOUND | [7 empty] | QC Completed | OK
ESI | 006 |  | PUS | UNSOURCED |  | OK | PUS | ABC | Data Enrichment | ABC | 11th | [10 empty] | NMC | 807042 | 34882 | 2512400479 | 34882_2512400479 | Med-Surg Consumable | TREATMENT MESOTHERAPY 6201 ZINC-O MASK F-201 250ML | - | VALETUDO | VALETUDO | JS INTERNATIONAL LLC | - | - | Each | - | 196 | CONSUMABLES | - | - | - | - | - | - | - | - | - | - | Purchased Item | Y | Y | Y | Y | 2 | 2 | - | - | - | Y | - | - | Finished Good | Active | - | FG | 2 | Y | Y | N | - | - | - | - | - | Y | - | - | N | - | - | - | [5 empty] | 6201 | [17 empty] | 53131613 Facial care products |  |  |  |  | MASK | DERMATOLOGICAL | ZINC-O | [6 empty] | 250ML |  |  | F-201, TREATMENT, MESOTHERAPY | [5 empty] | URL NOT FOUND | [7 empty] | QC Completed | OK
ESI | 006 |  | PUS | UNSOURCED |  | OK | PUS | ABC | Data Enrichment | ABC | 11th | [10 empty] | NMC | 807043 | 34883 | 2512400480 | 34883_2512400480 | Med-Surg Consumable | TREATMENT MESOTHERAPY 6212 GREEN AGE DERMAL CLEANSER F-201 150ML | - | VALETUDO | VALETUDO | JS INTERNATIONAL | - | - | Each | - | 140 | CONSUMABLES | - | - | - | - | - | - | - | - | - | - | Purchased Item | Y | Y | Y | Y | 2 | 2 | - | - | - | Y | - | - | Finished Good | Active | - | FG | 2 | Y | Y | N | - | - | - | - | - | Y | - | - | N | - | - | - | [5 empty] | 6212 | [17 empty] | 53131613 Facial care products |  |  |  |  | SOLUTION | MESOTHERAPY | GREEN AGE | [6 empty] | 150ML |  |  | DERMAL CLEANSER, TREATMENT | [5 empty] | URL NOT FOUND | [7 empty] | QC Completed | OK
ESI | 006 |  | PUS | CAT NO. NOT FOUND |  | OK | PUS | ABC | Data Enrichment | ABC | 11th | [10 empty] | NMC | 807094 | 34978 | 2421506403 | 34978_2421506403 | Med-Surg Consumable | BASE RESIN VERACRIL HEAT CURE ACRYLIC POWDER PINK 1KG | - | VERACRIL | VERACRIL | AL MARWA MEDICAL EQUIPMENTSTRADING | - | - | Each | - | 237.5 | CONSUMABLES | - | - | - | - | - | - | - | - | - | - | Purchased Item | Y | Y | Y | Y | 2 | 4 | - | - | - | Y | - | - | Finished Good | Active | - | FG | 2 | Y | Y | Y | - | - | - | - | - | Y | - | - | N | - | - | - | [23 empty] | 42152425 Denture resins |  |  |  |  | RESIN | DENTURE | VERACRIL | ACRYLIC | [6 empty] | 1KG |  | BASE, HEAT CURE, POWDER |  |  |  | PINK |  | URL NOT FOUND | [7 empty] | QC Completed | OK
ESI | 006 |  | PUS | CAT NO. NOT FOUND |  | OK | PUS | ABC | Data Enrichment | ABC | 11th | [10 empty] | NMC | 807095 | 34979 | 2421506404 | 34979_2421506404 | Med-Surg Consumable | BASE RESIN VERACRIL HEAT CURE ACRYLIC LIQUID 1LTR | - | VERACRIL | VERACRIL | AL MARWA MEDICAL EQUIPMENTSTRADING | - | - | Each | - | 160 | CONSUMABLES | - | - | - | - | - | - | - | - | - | - | Purchased Item | Y | Y | Y | Y | 2 | 4 | - | - | - | Y | - | - | Finished Good | Active | - | FG | 2 | Y | Y | N | - | - | - | - | - | Y | - | - | N | - | - | - | [23 empty] | 42152425 Denture resins |  |  |  |  | RESIN | DENTURE | VERACRIL | ACRYLIC | [6 empty] | 1LT |  | BASE, HEAT CURE, LIQUID | [5 empty] | URL NOT FOUND | [7 empty] | QC Completed | OK
ESI | 006 |  | PUS | CAT NO. NOT FOUND |  | OK | PUS | ABC | Data Enrichment | ABC | 11th | [10 empty] | NMC | 807096 | 34980 | 2421506405 | 34980_2421506405 | Med-Surg Consumable | BASE RESIN VERACRIL SELF CURE ACRYLIC POWDER PINK 500GM | - | VERACRIL | VERACRIL | AL MARWA MEDICAL EQUIPMENTSTRADING | - | - | Each | - | 118.75 | CONSUMABLES | - | - | - | - | - | - | - | - | - | - | Purchased Item | Y | Y | Y | Y | 2 | 4 | - | - | - | Y | - | - | Finished Good | Active | - | FG | 2 | Y | Y | N | - | - | - | - | - | Y | - | - | N | - | - | - | [23 empty] | 42152425 Denture resins |  |  |  |  | RESIN | DENTURE | VERACRIL | ACRYLIC | [6 empty] | 500GM |  | BASE, SELF CURE, POWDER |  |  |  | PINK |  | URL NOT FOUND | [7 empty] | QC Completed | OK
ESI | 006 |  | PUS | CAT NO. NOT FOUND |  | OK | PUS | ABC | Data Enrichment | ABC | 11th | [10 empty] | NMC | 807097 | 34981 | 2421506407 | 34981_2421506407 | Med-Surg Consumable | BASE RESIN VERACRIL SELF CURE ACRYLIC LIQUID 500ML | - | VERACRIL | VERACRIL | AL MARWA MEDICAL EQUIPMENTSTRADING | - | - | Each | - | 110 | CONSUMABLES | - | - | - | - | - | - | - | - | - | - | Purchased Item | Y | Y | Y | Y | 2 | 4 | - | - | - | Y | - | - | Finished Good | Active | - | FG | 2 | Y | Y | N | - | - | - | - | - | Y | - | - | N | - | - | - | [23 empty] | 42152425 Denture resins |  |  |  |  | RESIN | DENTURE | VERACRIL | ACRYLIC | [6 empty] | 500ML |  | BASE, SELF CURE, LIQUID | [5 empty] | URL NOT FOUND | [7 empty] | QC Completed | OK
ESI | 006 |  | PUS | UNSOURCED |  | ok | PUS | ABC | Data Enrichment | ABC | 11th | [10 empty] | NMC | 807098 | 34989 | 2422940594 | 34989_2422940594 | Med-Surg Consumable | VERONIQUE BRA # 4510 MEDIUM | - | VERONIQUE | VERONIQUE | METRICS MEDICAL EQUIPMENT TRADING COMPANY LLC | - | - | Each | - | 256.5 | CONSUMABLES | - | - | - | - | - | - | - | - | - | - | Purchased Item | Y | Y | Y | Y | 2 | 4 | - | - | - | Y | - | - | Finished Good | Active | - | FG | 2 | Y | Y | Y | - | - | - | - | - | Y | - | - | N | - | - | - | [5 empty] | 4510 | [17 empty] | 42312501 Mammary support binders |  |  |  |  | bra | support | VERONIQUE |  |  |  | medium | [11 empty] | URL NOT FOUND | [7 empty] | QC Completed | OK
ESI | 006 |  | PUS | UNSOURCED |  | ok | PUS | ABC | Data Enrichment | ABC | 11th | [10 empty] | NMC | 807099 | 34990 | 2422940595 | 34990_2422940595 | Med-Surg Consumable | VERONIQUE BRA # 4510 SMALL | - | VERONIQUE | VERONIQUE | METRICS MEDICAL EQUIPMENT TRADING COMPANY LLC | - | - | Each | - | 256.5 | CONSUMABLES | - | - | - | - | - | - | - | - | - | - | Purchased Item | Y | Y | Y | Y | 2 | 4 | - | - | - | Y | - | - | Finished Good | Active | - | FG | 2 | Y | Y | Y | - | - | - | - | - | Y | - | - | N | - | - | - | [5 empty] | 4510 | [17 empty] | 42312501 Mammary support binders |  |  |  |  | bra | support | VERONIQUE |  |  |  | small | [11 empty] | URL NOT FOUND | [7 empty] | QC Completed | OK
ESI | 006 |  | PUS | THIRD PARTY |  | PKG FRM INPUT | PUS | ABC | Data Enrichment | ABC | 11th | [10 empty] | NMC | 807151 | 35093 | 2423100683 | 35093_2423100683 | Med-Surg Consumable | CLIP INTERNAL B9180 SLS RELEASE LIGATION TITANIUM MEDIUM BLUE 180's | - | VITALITEC | B9180 | BASIC MEDICAL EQUIPMENTS | - | - | BOX | - | 640 | CONSUMABLES | - | - | - | - | - | - | - | - | - | - | Purchased Item | Y | Y | Y | Y | 2 | 4 | - | - | - | Y | - | - | Finished Good | Active | - | FG | 2 | Y | Y | N | - | - | - | - | - | Y | - | - | N | - | - | - | [5 empty] | B9180 |  |  |  | EA | 1 | BX | 180 | [10 empty] | 42312007 Medical clips for internal use |  |  |  |  | CLIP | INTERNAL |  | TITANIUM | CLIP INTERNAL BLUE 180's |  | MEDIUM | [5 empty] | SLS RELEASE LIGATION |  |  |  | BLUE |  | https://www.vingmed.dk/wp-content/uploads/sites/3/2022/05/Peters-Surgical_Technical-Sheet-CLIP-9-VITALITEC.pdf | [7 empty] | QC Completed | OK
ESI | 006 |  | ABC |  |  |  | ABC | ABC | Data Enrichment | ABC | 11th | [10 empty] | NMC | 800769 | 1241 | 2ST0020039 | 1241_2ST0020039 | Med-Surg Consumable | FORM,ADMISSION FORM SIZE: A4 ,PAD OF 50 (FIRST TWO COPY TWO COLOR PRINTING & SECOND TWO COPY ONE COLOR PRINTING ON NCR PAPER) | - | 0 | - | EIFFEL PRINTING PRESS LLC | - | - | Each | - | 10 | STATIONERY | - | - | - | - | DENTAL | - | Medical Equipment and Accessories and Supplies | Dental equipment and supplies | Dental operatory specific supplies | Dental operatory infection control barriers | - | Y | Y | Y | Y | - | - | - | - | - | Y | 422 | - | - | Active | - | - | N | N | - | - | - | - | - | - | - | - | - | - | - | A4649 | D6055 | 41749.3584606481 | [23 empty] | 42141601 Patient care admission kits |  |  |  |  | Form | Admission | [9 empty] | A4, FIRST TWO COPY TWO COLOR PRINTING, SECOND TWO COPY ONE COLOR PRINTING, ON NCR PAPER | [14 empty] | QC Completed
ESI | 006 |  | ABC |  |  |  | ABC | ABC | Data Enrichment | ABC | 11th | [10 empty] | NMC | 800770 | 1244 | 2ST0020042 | 1244_2ST0020042 | Med-Surg Consumable | FORM,NON STOCK PURCHASE REQUEST (50/PAD) | - | 0 | - | EIFFEL PRINTING PRESS LLC | - | - | Each | - | 4.5 | STATIONERY | - | - | - | - | DENTAL | - | Medical Equipment and Accessories and Supplies | Dental equipment and supplies | Dental and subspecialty instruments and devices | Dental reamers | - | Y | Y | Y | Y | - | - | - | - | - | Y | 30 | - | - | Active | - | - | N | N | - | - | - | - | - | - | - | - | - | - | - | A4649 | A4649 | 41749.3584606481 | [23 empty] | 42142304 Medical chart papers and forms |  |  |  |  | Form | Medical | [9 empty] | NON STOCK, PURCHASE REQUEST | [14 empty] | QC Completed
ESI | 006 |  | ABC |  |  |  | ABC | ABC | Data Enrichment | ABC | 11th | [10 empty] | NMC | 800771 | 1245 | 2ST0020044 | 1245_2ST0020044 | Med-Surg Consumable | FORM,OUT PATIENT PESCRIPTION NCR CUM CHARGE SLIP 1+3 (PAD OF 50) AS PER SAMPLE SRL NO. TO START--300001 | - | 0 | - | EIFFEL PRINTING PRESS LLC | - | - | Each | - | 40 | STATIONERY | - | - | - | - | DENTAL | - | Medical Equipment and Accessories and Supplies | Dental equipment and supplies | Dental and subspecialty instruments and devices | Dental burnishers | - | Y | Y | Y | Y | - | - | - | - | - | Y | 13.3 | - | - | Active | - | - | N | N | - | - | - | - | - | - | - | - | - | - | - | A4649 | D6055 | 41749.3584606481 | [23 empty] | 42142304 Medical chart papers and forms |  |  |  |  | Form | Medical | [9 empty] | OUT PATIENT PESCRIPTION NCR, CUM CHARGE SLIP, 1+3 PAD OF 50, AS PER SAMPLE SRL NO TO START | [14 empty] | QC Completed
ESI | 006 |  | ABC |  |  |  | ABC | ABC | Data Enrichment | ABC | 11th | [10 empty] | NMC | 800776 | 1268 | 2ST0020092 | 1268_2ST0020092 | Med-Surg Consumable | WHITE FOLDERS WE CARE FILE(PKT OF 250) PRINTING: 4 X 0, METERIAL:240 GSM CARD WHITE. | - | 0 | - | EIFFEL PRINTING PRESS LLC | - | - | Each | - | 0.85 | STATIONERY | - | - | - | - | DENTAL | - | Medical Equipment and Accessories and Supplies | Dental equipment and supplies | Dental and subspecialty instruments and devices | Dental operative brushes | - | Y | Y | Y | Y | - | - | - | - | - | Y | 110 | - | - | Active | - | - | N | N | - | - | - | - | - | - | - | - | - | - | - | A4649 | A4649 | 41749.3584606481 | [23 empty] | 44122011 Folders |  |  |  |  | Folder | File | [9 empty] | WE CARE, PRINTING, 240 GSM CARD |  |  |  |  | white | [9 empty] | QC Completed
ESI | 006 |  | ABC |  |  |  | ABC | ABC | Data Enrichment | ABC | 11th | [10 empty] | NMC | 800784 | 1280 | 2ST0020143 | 1280_2ST0020143 | Med-Surg Consumable | SHINY STAMP PAD S-824 | - | 0 | - | WHITE ROSE STATIONERY L L C | - | - | Each | - | 14 | STATIONERY | - | - | - | - | DENTAL | - | Medical Equipment and Accessories and Supplies | Dental equipment and supplies | Dental materials | Dental restorative compounds | - | Y | Y | Y | Y | - | - | - | - | - | Y | 140 | - | - | Active | - | - | N | N | - | - | - | - | - | - | - | - | - | - | - | A4649 | D2999 | 41749.3584606481 | [23 empty] | 44121905 Ink or stamp pads |  |  |  |  | pad | stamp |  |  | SHINY STAMP PAD S-824 | [21 empty] | QC Completed
ESI | 006 |  | ABC |  |  |  | ABC | ABC | Data Enrichment | ABC | 11th | [10 empty] | NMC | 800797 | 1294 | 2ST0020223 | 1294_2ST0020223 | Med-Surg Consumable | PEN BALL POINT COLOR BLACK | - | 0 | - | AL AFIA OFFICE EQUIPMENTS & GIFTS TRADING | - | - | Each | - | 0.42 | STATIONERY | - | - | - | - | DENTAL | - | NMC-Default Category | Na | NA | NA | - | Y | Y | Y | Y | - | - | - | - | - | Y | 100 | - | - | Active | - | - | N | N | - | - | - | - | - | - | - | - | - | - | - | A4649 | D3999 | 41749.3584606481 | [23 empty] | 44121704 Ball point pens |  |  |  |  | Pen | Ball Point | [14 empty] | black | [9 empty] | QC Completed
ESI | 006 |  | ABC |  |  |  | ABC | ABC | Data Enrichment | ABC | 11th | [10 empty] | NMC | 800798 | 1295 | 2ST0020225 | 1295_2ST0020225 | Med-Surg Consumable | PAPER PUNCH KANGARO 2 HOLES(DP520) | - | 0 | - | WHITE ROSE STATIONERY L L C | - | - | Each | - | 7.5 | STATIONERY | - | - | - | - | DENTAL | - | NMC-Default Category | Na | NA | NA | - | Y | Y | Y | Y | - | - | - | - | - | Y | 95 | - | - | Active | - | - | N | N | - | - | - | - | - | - | - | - | - | - | - | A4649 | D3999 | 41749.3584606481 | [23 empty] | 44121611 Paper or eyelet punches |  |  |  |  | Puncher | Paper | KANGARO |  | 2 HOLE | [21 empty] | QC Completed
ESI | 006 |  | ABC |  |  |  | ABC | ABC | Data Enrichment | ABC | 11th | [10 empty] | NMC | 800804 | 1303 | 2ST0020264 | 1303_2ST0020264 | Med-Surg Consumable | HINGED BOX FILE WITH LID SPRING & CLIP | - | 0 | - | WHITE ROSE STATIONERY L L C | - | - | Each | - | 10.6 | STATIONERY | - | - | - | - | BIOMEDICAL-SPARE PARTS | - | Electrical Systems and Lighting and Components and Accessories and Supplies | Lamps and lightbulbs and lamp components | Lamps and lightbulbs | Halogen lamps | - | Y | Y | Y | Y | - | - | - | - | - | Y | 75 | - | - | Active | - | - | N | N | - | - | - | - | - | - | - | - | - | - | - | A4649 | A4649 | 41749.3584722222 | [23 empty] | 42151620 Dental files or rasps |  |  |  |  | File | Dental | [9 empty] | HINGED BOX, WITH LID SPRING & CLIP | [14 empty] | QC Completed
ESI | 006 |  | ABC |  |  |  | ABC | ABC | Data Enrichment | ABC | 11th | [10 empty] | NMC | 800805 | 1304 | 2ST0020297 | 1304_2ST0020297 | Med-Surg Consumable | TEX 900 STAMP PAD INK RED | - | 0 | - | WHITE ROSE STATIONERY L L C | - | - | Each | - | 1 | STATIONERY | - | - | - | - | GENERAL MEDICAL CONSUMABLES | - | Electrical Systems and Lighting and Components and Accessories and Supplies | Lamps and lightbulbs and lamp components | Lamps and lightbulbs | Halogen lamps | - | Y | Y | Y | Y | - | - | - | - | - | Y | 130 | - | - | Active | - | - | N | N | - | - | - | - | - | - | - | - | - | - | - | A4649 | A4649 | 41749.3584722222 | [23 empty] | 44121905 Ink or stamp pads |  |  |  |  | pad | stamp |  |  | TEX 900 STAMP PAD INK RED | [21 empty] | QC Completed
ESI | 006 |  | ABC |  |  |  | ABC | ABC | Data Enrichment | ABC | 11th | [10 empty] | NMC | 800806 | 1309 | 2ST0020332 | 1309_2ST0020332 | Med-Surg Consumable | TEX 900 STAMP PAD INK BLUE | - | 0 | - | WHITE ROSE STATIONERY L L C | - | - | Each | - | 1 | STATIONERY | - | - | - | - | LABORATORY | - | Laboratory and Measuring and Observing and Testing Equipment | Measuring and observing and testing instruments | Manual test kits and quality controls and calibrators and standards | Chemistry quality controls or calibrators or standards | - | Y | Y | Y | Y | - | - | - | - | - | Y | 1500 | - | - | Active | - | - | Y | Y | - | - | - | - | - | - | - | - | - | - | - | A4649 | A4649 | 41749.3584722222 | [23 empty] | 44121905 Ink or stamp pads |  |  |  |  | pad | stamp |  |  | TEX 900 STAMP PAD INK BLUE | [21 empty] | QC Completed
ESI | 006 |  | ABC |  |  |  | ABC | ABC | Data Enrichment | ABC | 11th | [10 empty] | NMC | 800808 | 1313 | 2ST0020353 | 1313_2ST0020353 | Med-Surg Consumable | HINDS THERMAL TRANSFER WAX RIBBON# 6814 SIZE: 83MM X 450MTRS WAX COATED OUTSIDE (BLS-TTR-WO-83-450 | - | 0 | - | ABCOM OFFICE SUPPLIES LLC | - | - | Each | - | 23 | STATIONERY | - | - | - | - | LABORATORY | - | Laboratory and Measuring and Observing and Testing Equipment | Measuring and observing and testing instruments | Manual test kits and quality controls and calibrators and standards | Chemistry quality controls or calibrators or standards | - | Y | Y | Y | Y | - | - | - | - | - | Y | 430 | - | - | Active | - | - | Y | Y | - | - | - | - | - | - | - | - | - | - | - | A4649 | A4649 | 41749.3584722222 | [23 empty] | 44103112 Printer ribbon |  |  |  |  | Ribbon | Printer |  |  | HINDS THERMAL TRANSFER WAX RIBBON# 6814 SIZE: 83MM X 450MTRS WAX COATED OUTSIDE (BLS-TTR-WO-83-450 | [21 empty] | QC Completed
ESI | 006 |  | ABC |  |  |  | ABC | ABC | Data Enrichment | ABC | 11th | [10 empty] | NMC | 800817 | 1323 | 2ST0020062 | 1323_2ST0020062 | Med-Surg Consumable | LETTER HEAD DEPT OF OF RADIOLOGY AND IMAGING | - | 0 | - | EIFFEL PRINTING PRESS LLC | - | - | PKT | - | 0.2 | STATIONERY | - | - | - | - | LABORATORY | - | Laboratory and Measuring and Observing and Testing Equipment | Measuring and observing and testing instruments | Gas analyzers and monitors | Gas detector tubes | - | Y | Y | Y | Y | - | - | - | - | - | Y | 450 | - | - | Active | - | - | Y | Y | - | - | - | - | - | - | - | - | - | - | - | A4649 | A4649 | 41749.3584722222 | [23 empty] | 14111828 Business letterhead paper |  |  |  |  | Paper | Letterhead | [9 empty] | DEPT OF OF RADIOLOGY AND IMAGING | [14 empty] | QC Completed
ESI | 006 |  | ABC |  |  |  | ABC | ABC | Data Enrichment | ABC | 11th | [10 empty] | NMC | 800818 | 1324 | 2ST0005796 | 1324_2ST0005796 | Med-Surg Consumable | LETTER HEAD HOSPITAL PRINTED A4 120 GSM | - | 0 | - | AL SALAM PRINTING PRESS L.L.C | - | - | Each | - | 0.14 | STATIONERY | - | - | - | - | LABORATORY | - | Laboratory and Measuring and Observing and Testing Equipment | Measuring and observing and testing instruments | Gas analyzers and monitors | Gas detector tubes | - | Y | Y | Y | Y | - | - | - | - | - | Y | 450 | - | - | Active | - | - | Y | Y | - | - | - | - | - | - | - | - | - | - | - | A4649 | A4649 | 41749.3584722222 | [23 empty] | 14111828 Business letterhead paper |  |  |  |  | Paper | Letterhead | [9 empty] | HOSPITAL PRINTED A4, 120 GSM | [14 empty] | QC Completed
ESI | 006 |  | ABC |  |  |  | ABC | ABC | Data Enrichment | ABC | 11th | [10 empty] | NMC | 800820 | 1326 | 2ST0005797 | 1326_2ST0005797 | Med-Surg Consumable | FOLDER FILE ELECTRO CARDIOGRAM ECG A3 M COLOR 350GSM | - | 0 | - | EIFFEL PRINTING PRESS LLC | - | - | Each | - | 0.3 | STATIONERY | - | - | - | - | LABORATORY | - | Laboratory and Measuring and Observing and Testing Equipment | Measuring and observing and testing instruments | Manual test kits and quality controls and calibrators and standards | Blood bank reagents or solutions | - | Y | Y | Y | Y | - | - | - | - | - | Y | 1025 | - | - | Active | - | - | Y | Y | - | - | - | - | - | - | - | - | - | - | - | A4649 | A4649 | 41749.3584722222 | [23 empty] | 44122011 Folders |  |  |  |  | Folder | File | [9 empty] | ELECTRO CARDIOGRAM ECG, A3 M COLOR, 350GSM | [14 empty] | QC Completed
ESI | 006 |  | ABC |  |  |  | ABC | ABC | Data Enrichment | ABC | 11th | [10 empty] | NMC | 800828 | 1337 | 2IN0003557 | 1337_2IN0003557 | Med-Surg Consumable | INSTRUMENT SOUND UTERINE L32 CM MALLIABLE | - | 0 | - | OTINS LIFE SIGN GENERAL TRAD. | - | - | Each | - | 72 | INSTRUMENT | - | - | - | - | LABORATORY | - | Laboratory and Measuring and Observing and Testing Equipment | Laboratory and scientific equipment | Microorganism propagation and transformation media and kits and equipment | Microorganism propagation and transformation media and kits and equipment | - | Y | Y | Y | Y | - | - | - | - | - | Y | 55 | - | - | Active | - | - | N | N | - | - | - | - | - | - | - | - | - | - | - | A4649 | T5999 | 41749.3584722222 | [23 empty] | 42293603 Surgical sounds |  |  |  |  | Sound | Surgical | [5 empty] | 32cm |  |  |  | INSTRUMENT, UTERINE, MALLIABLE | [14 empty] | QC Completed
ESI | 006 |  | ABC |  |  |  | ABC | ABC | Data Enrichment | ABC | 11th | [10 empty] | NMC | 800833 | 1344 | 2IN0003571 | 1344_2IN0003571 | Med-Surg Consumable | HAMMER KNEE QUEEN SQUARE WITH PLASTIC HANDLE | - | 0 | - | OTINS LIFE SIGN GENERAL TRAD. | - | - | Each | - | 90 | INSTRUMENT | - | - | - | - | LABORATORY | - | Laboratory and Measuring and Observing and Testing Equipment | Laboratory and scientific equipment | Microorganism propagation and transformation media and kits and equipment | Microorganism propagation and transformation media and kits and equipment | - | Y | Y | Y | Y | - | - | - | - | - | Y | 40 | - | - | Active | - | - | N | N | - | - | - | - | - | - | - | - | - | - | - | A4649 | A4649 | 41749.3584722222 | [23 empty] | 42292502 Surgical hammers or mallets |  |  |  |  | Hammer | Surgical | [9 empty] | KNEE QUEEN, SQUARE, WITH PLASTIC HANDLE | [14 empty] | QC Completed
ESI | 006 |  | ABC |  |  |  | ABC | ABC | Data Enrichment | ABC | 11th | [10 empty] | NMC | 800837 | 1348 | 2ST0000797 | 1348_2ST0000797 | Med-Surg Consumable | FOLDER FILE FLAT WITH LONG FASTENER | - | 0 | - | EAGLE STATIONERY ESTABLISHMENT | - | - | Each | - | 2.3 | STATIONERY | - | - | - | - | LABORATORY | - | Laboratory and Measuring and Observing and Testing Equipment | Laboratory and scientific equipment | Microorganism propagation and transformation media and kits and equipment | Microorganism propagation and transformation media and kits and equipment | - | Y | Y | Y | Y | - | - | - | - | - | Y | 106 | - | - | Active | - | - | N | N | - | - | - | - | - | - | - | - | - | - | - | A4649 | A4649 | 41749.3584722222 | [23 empty] | 44122011 Folders |  |  |  |  | Folder | File | [9 empty] | FLAT, WITH LONG FASTENER | [14 empty] | QC Completed
ESI | 006 |  | ABC |  |  |  | ABC | ABC | Data Enrichment | ABC | 11th | [10 empty] | NMC | 800838 | 1349 | 2ST0005811 | 1349_2ST0005811 | Med-Surg Consumable | FORM CONSENT FOR TRANSFUSION OF BLOOD AND/ OR BLOOD PRODUCTS | - | 0 | - | EIFFEL PRINTING PRESS LLC | - | - | Each | - | 6.9 | STATIONERY | - | - | - | - | LABORATORY | - | Laboratory and Measuring and Observing and Testing Equipment | Laboratory and scientific equipment | Microorganism propagation and transformation media and kits and equipment | Microorganism propagation and transformation media and kits and equipment | - | Y | Y | Y | Y | - | - | - | - | - | Y | 85 | - | - | Active | - | - | N | N | - | - | - | - | - | - | - | - | - | - | - | A4649 | A4649 | 41749.3584722222 | [23 empty] | 42142304 Medical chart papers and forms |  |  |  |  | Form | Medical | [9 empty] | CONSENT, FOR TRANSFUSION OF BLOOD AND/ OR BLOOD PRODUCT | [14 empty] | QC Completed
ESI | 006 |  | ABC |  |  |  | ABC | ABC | Data Enrichment | ABC | 11th | [10 empty] | NMC | 800839 | 1350 | 2ST0005812 | 1350_2ST0005812 | Med-Surg Consumable | FORM CONSENT FOR REFUSAL OF TREATMENT DIAGNOSTIC PROCEDURE | - | 0 | - | EIFFEL PRINTING PRESS LLC | - | - | Each | - | 0.51 | STATIONERY | - | - | - | - | LABORATORY | - | Laboratory and Measuring and Observing and Testing Equipment | Laboratory and scientific equipment | Microorganism propagation and transformation media and kits and equipment | Microorganism propagation and transformation media and kits and equipment | - | Y | Y | Y | Y | - | - | - | - | - | Y | 50 | - | - | Active | - | - | N | N | - | - | - | - | - | - | - | - | - | - | - | A4649 | A4649 | 41749.3584722222 | [23 empty] | 42142304 Medical chart papers and forms |  |  |  |  | Form | Medical | [9 empty] | CONSENT, FOR REFUSAL OF TREATMENT DIAGNOSTIC PROCEDURE | [14 empty] | QC Completed
ESI | 006 |  | ABC |  |  |  | ABC | ABC | Data Enrichment | ABC | 11th | [10 empty] | NMC | 800848 | 1359 | 2ST0005817 | 1359_2ST0005817 | Med-Surg Consumable | FORM DECLARATION FOR DISCHARGE AGAINST MEDICAL ADVICE LEAVE | - | 0 | - | EIFFEL PRINTING PRESS LLC | - | - | Each | - | 6.9 | STATIONERY | - | - | - | - | LABORATORY | - | Laboratory and Measuring and Observing and Testing Equipment | Measuring and observing and testing instruments | Manual test kits and quality controls and calibrators and standards | Chemistry quality controls or calibrators or standards | - | Y | Y | Y | Y | - | - | - | - | - | Y | 535 | - | - | Active | - | - | Y | Y | - | - | - | - | - | - | - | - | - | - | - | A4256 | A4256 | 41749.3584722222 | [23 empty] | 42142304 Medical chart papers and forms |  |  |  |  | Form | Medical | [9 empty] | DECLARATION, FOR DISCHARGE AGAINST MEDICAL ADVICE LEAVE | [14 empty] | QC Completed
ESI | 006 |  | ABC |  |  |  | ABC | ABC | Data Enrichment | ABC | 11th | [10 empty] | NMC | 800849 | 1360 | 2ST0005820 | 1360_2ST0005820 | Med-Surg Consumable | FORM INFORMED CONSENT FOR ORAL AND MAXILLOFACIAL SURGERY & DENTAL IMPLANTOLOGY | - | 0 | - | EIFFEL PRINTING PRESS LLC | - | - | Each | - | 1.18 | STATIONERY | - | - | - | - | LABORATORY | - | Laboratory and Measuring and Observing and Testing Equipment | Measuring and observing and testing instruments | Manual test kits and quality controls and calibrators and standards | Chemistry quality controls or calibrators or standards | - | Y | Y | Y | Y | - | - | - | - | - | Y | 1350 | - | - | Active | - | - | Y | Y | - | - | - | - | - | - | - | - | - | - | - | A4649 | A4649 | 41749.3584722222 | [23 empty] | 42142304 Medical chart papers and forms |  |  |  |  | Form | Medical | [9 empty] | INformED CONSENT, FOR ORAL AND MAXILLOFACIAL SURGERY, DENTAL IMPLANTOLOGY | [14 empty] | QC Completed
ESI | 006 |  | ABC |  |  |  | ABC | ABC | Data Enrichment | ABC | 11th | [10 empty] | NMC | 800850 | 1361 | 2GE0001134 | 1361_2GE0001134 | Med-Surg Consumable | SHEET BED L280 CM X W180 CM 100% COTTON STRIPE WHITE | - | 0 | - | PAK GREEN GARMENTS & TEXTILES TRADING LLC | - | - | Each | - | 28 | GENERAL ITEM | - | - | - | - | LABORATORY | - | Laboratory and Measuring and Observing and Testing Equipment | Measuring and observing and testing instruments | Manual test kits and quality controls and calibrators and standards | Chemistry quality controls or calibrators or standards | - | Y | Y | Y | Y | - | - | - | - | - | Y | 1350 | - | - | Active | - | - | Y | Y | - | - | - | - | - | - | - | - | - | - | - | A4649 | A4649 | 41749.3584722222 | [23 empty] | 42132105 Hospital bed sheets or mattress covers |  |  |  |  | Sheet | Bed |  |  | SHEET BED L280 CM X W180 CM 100% COTTON STRIPE WHITE | [21 empty] | QC Completed
ESI | 006 |  | ABC |  |  |  | ABC | ABC | Data Enrichment | ABC | 11th | [10 empty] | NMC | 800851 | 1362 | 2ST0005823 | 1362_2ST0005823 | Med-Surg Consumable | STICKER HIGH RISK MEDICATION L10 CM X W5 CM 2 COLOR | - | 0 | - | AL MASOUDI PRINTING PRESS | - | - | Each | - | 0.18 | STATIONERY | - | - | - | - | LABORATORY | - | Laboratory and Measuring and Observing and Testing Equipment | Measuring and observing and testing instruments | Manual test kits and quality controls and calibrators and standards | Chemistry quality controls or calibrators or standards | - | Y | Y | Y | Y | - | - | - | - | - | Y | 1350 | - | - | Active | - | - | Y | Y | - | - | - | - | - | - | - | - | - | - | - | A4649 | A4649 | 41749.3584722222 | [23 empty] | 60101310 Sticker assortments |  |  |  |  | Sticker | Assortment |  |  | STICKER HIGH RISK MEDICATION L10 CM X W5 CM 2 COLOR | [21 empty] | QC Completed
ESI | 006 |  | ABC |  |  |  | ABC | ABC | Data Enrichment | ABC | 11th | [10 empty] | NMC | 800854 | 1366 | 2ST0000806 | 1366_2ST0000806 | Med-Surg Consumable | STICKER RED AND BLACK | - | 0 | - | EIFFEL PRINTING PRESS LLC | - | - | Each | - | 1.1 | STATIONERY | - | - | - | - | LABORATORY | - | Laboratory and Measuring and Observing and Testing Equipment | Measuring and observing and testing instruments | Manual test kits and quality controls and calibrators and standards | Chemistry quality controls or calibrators or standards | - | Y | Y | Y | Y | - | - | - | - | - | Y | 1350 | - | - | Active | - | - | Y | Y | - | - | - | - | - | - | - | - | - | - | - | A4256 | A4256 | 41749.3584722222 | [23 empty] | 60101310 Sticker assortments |  |  |  |  | Sticker | Assortment |  |  | STICKER RED AND BLACK | [21 empty] | QC Completed
ESI | 006 |  | ABC |  |  |  | ABC | ABC | Data Enrichment | ABC | 11th | [10 empty] | NMC | 802894 | 18122 | 2411104542 | 18122_2411104542 | Med-Surg Consumable | CASSETTE CHEMISTRY TEST JK CALPROTECTIN WITH CONTROL RAPID 10T | - | JUSCHECK | JUSCHEK | Al Shaan Medical Equipment Tr LLC | - | - | BOX | - | 170 | CONSUMABLES | - | - | - | - | DENTAL | - | Medical Equipment and Accessories and Supplies | Dental equipment and supplies | Orthodontic and prosthodontic equipment and supplies | Orthodontic and prosthodontic equipment and supplies | - | Y | Y | Y | Y | - | - | - | - | - | Y | 75 | - | - | Active | - | - | N | N | - | - | - | - | - | - | - | - | - | - | - | A4649 | A4649 | 44360.7036458333 | [23 empty] | 41116104 Chemistry test kits or supplies |  |  |  |  | Cassette | Chemistry Test | [9 empty] | JK CALPROTECTIN, WITH CONTROL RAPID | [5 empty] | 10T | [8 empty] | QC Completed
ESI | 006 |  | ABC |  |  |  | ABC | ABC | Data Enrichment | ABC | 11th | [10 empty] | NMC | 802900 | 18296 | 2IN0005468 | 18296_2IN0005468 | Med-Surg Consumable | LIGHT CABLE FIBER OPTIC 495NE WITH STRAIGHT CONNECTOR OD4.8 MM L300 CM | - | KARL STORZ | 495NE | EMIRATES TECHNOLOGY COMPANY | - | - | EA | - | 2913 | INSTRUMENT | - | - | - | - | ORTHOPAEDICS | - | Medical Equipment and Accessories and Supplies | Orthopedic surgical implants | Soft tissue fixation products | Interference screw | - | Y | Y | Y | Y | - | - | - | - | - | Y | 1480 | - | - | Active | - | - | N | N | - | - | - | - | - | - | - | - | - | - | - | C1713 | C1713 | 44391.1188310185 | [23 empty] | 42294990 Endoscopic or surgical light source accessories |  |  |  |  | Cable | Light | [5 empty] | 4.8MMx300CM |  |  |  | FIBER OPTIC, WITH STRAIGHT CONNECTOR | [14 empty] | QC Completed
ESI | 006 |  | ABC |  |  |  | ABC | ABC | Data Enrichment | ABC | 11th | [10 empty] | NMC | 802901 | 18306 | 2421900228 | 18306_2421900228 | Med-Surg Consumable | WHEELCHAIR PATIENT SOMA MANUAL ALUMINIUM 21IN WITH ALL STD ACCESSORIES | - | KARMA MEDICAL | KARMA MEDICAL | MAS Medical Surgical Articles & Requisites Trading | - | - | Each | - | 4015 | CONSUMABLES | - | - | - | - | OPHTHALMOLOGY | - | Medical Equipment and Accessories and Supplies | Surgical products | Surgical implants and expanders and extenders and surgical wires and related products | Intraocular lens IOL | - | Y | Y | Y | Y | - | - | - | - | - | Y | 855 | - | - | Active | - | - | Y | Y | - | - | - | - | - | - | - | - | - | - | - | C1780 | C1780 | 44391.6529398148 | [23 empty] | 42192210 Wheelchairs |  |  |  |  | Wheelchair | Patient |  |  | WHEELCHAIR PATIENT SOMA MANUAL ALUMINIUM 21IN WITH ALL STD ACCESSORIES | [21 empty] | QC Completed
ESI | 006 |  | ABC |  |  |  | ABC | ABC | Data Enrichment | ABC | 11th | [10 empty] | NMC | 802903 | 18311 | 2IN0005164 | 18311_2IN0005164 | Med-Surg Consumable | INSTRUMENT OPHTHALMIC K3-7888 TITANIUM INTRA OPERATIVE KERATOMETER MALONEY QUALITATIVE MEASUREMENT OF ASTIGMATISM | - | KATENA | K3-7888 | FIRST GLOBAL MEDICAL EQUIPMENT CO. LLC | - | - | EA | - | 1095.6 | INSTRUMENT | - | - | - | - | ORTHOPAEDICS | - | Medical Equipment and Accessories and Supplies | Orthopedic surgical implants | Orthopedic trauma implants | Bone plate | - | Y | Y | Y | Y | - | - | - | - | - | Y | 333.75 | - | - | Active | - | - | N | N | - | - | - | - | - | - | - | - | - | - | - | C1713 | C1713 | 44392.1392824074 | [23 empty] | 42296805 Ophthalmic surgery instruments |  |  |  |  | instrument | Ophthalmic |  | TITANIUM | [7 empty] | INTRA OPERATIVE, KERATOMETER, MALONEY, QUALITATIVE MEASUREMENT OF ASTIGMATISM | [14 empty] | QC Completed
ESI | 006 |  | ABC |  |  |  | ABC | ABC | Data Enrichment | ABC | 11th | [10 empty] | NMC | 802908 | 18321 | 2423102217 | 18321_2423102217 | Med-Surg Consumable | SPONGE REPLACEMENT 05.19090.001 SWISTO3 BIOCOMPATIBLE 2's | - | KAWE | 05.19090.001 | LEADER MEDICAL SUPPLIES TRADING LLC | - | - | BOX | - | 350 | CONSUMABLES | - | - | - | - | CATHLAB | - | Medical Equipment and Accessories and Supplies | Medical diagnostic imaging and nuclear medicine products | Vascular imaging and interventional cardiology and cardiac catheterization lab products | Diagnostic or interventional vascular catheters or sets | - | Y | Y | Y | Y | - | - | - | - | - | Y | 495 | - | - | Active | - | - | Y | Y | - | - | - | - | - | - | - | - | - | - | - | C1726 | C1726 | 44395.5692476852 | [23 empty] | 42295406 Laparotomy or surgical x ray detectable sponge or towel |  |  |  |  | Sponge | Laparotomy |  |  | SPONGE REPLACEMENT 05.19090.001 SWISTO3 BIOCOMPATIBLE 2's | [21 empty] | QC Completed
ESI | 006 |  | ABC |  |  |  | ABC | ABC | Data Enrichment | ABC | 11th | [10 empty] | NMC | 802910 | 18325 | 2421401339 | 18325_2421401339 | Med-Surg Consumable | CANISTER SUCTION 8275063/10 INFO VAC 500ML WITH GEL DISPOSABLE 10's | - | KCI | 8275063/10 | AL MAZROUI MEDICAL & CHEMICAL SUPPLIES | - | - | BOX | - | 2973 | CONSUMABLES | - | - | - | - | ORTHOPAEDICS | - | Medical Equipment and Accessories and Supplies | Orthopedic surgical implants | Orthopedic trauma implants | Bone plate | - | Y | Y | Y | Y | - | - | - | - | - | Y | 2619.6 | - | - | Active | - | - | N | N | - | - | - | - | - | - | - | - | - | - | - | C1713 | C1713 | 44397.0332407407 | [23 empty] | 42293521 Medical or surgical suction containers |  |  |  |  | Canister | Suction | [7 empty] | 500ml |  | INFO VAC, WITH GEL |  |  |  | disposable | [10 empty] | QC Completed
ESI | 006 |  | ABC |  |  |  | ABC | ABC | Data Enrichment | ABC | 11th | [10 empty] | NMC | 802911 | 18328 | 2422906974 | 18328_2422906974 | Med-Surg Consumable | DEVICE INFLATION A125 ROBUST 30ATM LATEX FREE 20ML | - | KDL | A125 | LIFE COMPANION MEDICAL EQPT. TRDG LLC | - | - | Each | - | 180 | CONSUMABLES | - | - | - | - | OPERATION THEATRE | - | Medical Equipment and Accessories and Supplies | Medical diagnostic imaging and nuclear medicine products | Vascular imaging and interventional cardiology and cardiac catheterization lab products | Angioplasty balloon catheter | - | Y | Y | Y | Y | - | - | - | - | - | Y | 1600 | - | - | Active | - | - | Y | Y | - | - | - | - | - | - | - | - | - | - | - | C1725 | C1725 | 44399.0084143519 | [23 empty] | 42294909 Endoscopic dilators or inflation devices |  |  |  |  | Device | Inflation | [7 empty] | 20ml |  | ROBUST 30ATM |  |  | latex free | [11 empty] | QC Completed
ESI | 006 |  | ABC |  |  |  | ABC | ABC | Data Enrichment | ABC | 11th | [10 empty] | NMC | 803028 | 18576 | 2421300537 | 18576_2421300537 | Med-Surg Consumable | COVER BOOT 69571 HI GUARD FULL COVERAGE 150's | - | KIMBERLY CLARK | 69571 | ALPHAMED CO. (ABU DHABI) LTD. | - | - | BOX | - | 300 | CONSUMABLES | - | - | - | - | CATHLAB | - | Medical Equipment and Accessories and Supplies | Medical diagnostic imaging and nuclear medicine products | Vascular imaging and interventional cardiology and cardiac catheterization lab products | Coronary stent | - | Y | Y | Y | Y | - | - | - | - | - | Y | 5500 | - | - | Active | - | - | Y | Y | - | - | - | - | - | - | - | - | - | - | - | C1874 | C1874 | 44458.4495486111 | [23 empty] | 42131609 Medical staff shoe covers or boots |  |  |  |  | Cover | Boot | [9 empty] | HI GUARD, FULL COVERAGE | [14 empty] | QC Completed
ESI | 006 |  | ABC |  |  |  | ABC | ABC | Data Enrichment | ABC | 11th | [10 empty] | NMC | 803029 | 18578 | 2422910762 | 18578_2422910762 | Med-Surg Consumable | SURGICAL PROCEDURE 88726 CESAREAN SECTION FLUID COLLECTION 4's | - | KIMBERLY CLARK | 88726 | ALPHAMED CO. (ABU DHABI) LTD. | - | - | BOX | - | 450 | CONSUMABLES | - | - | - | - | CODES TO BE DEACTIVATED | - | Apparel and Luggage and Personal Care Products | Personal care products | Bath and body | Facial care products | - | Y | Y | Y | Y | - | - | - | - | - | Y | 42 | - | - | Active | - | - | N | N | - | - | - | - | - | - | - | - | - | - | - | A4649 | A4649 | 44458.6557175926 | [23 empty] | 42295414 Surgical specialty procedure packs |  |  |  |  | Pack | Surgical Procedure | [9 empty] | CESAREAN SECTION FLUID COLLECTION | [14 empty] | QC Completed
ESI | 006 |  | ABC |  |  |  | ABC | ABC | Data Enrichment | ABC | 11th | [10 empty] | NMC | 803034 | 18595 | 2422909369 | 18595_2422909369 | Med-Surg Consumable | SURGICAL PROCEDURE 88481 KNEE ARTHROSCOPY SET FLUID COLLECTION 3's | - | KIMBERLY CLARK | KIMBERLY CLARK | ALPHAMED CO. (ABU DHABI) LTD. | - | - | BOX | - | 630 | CONSUMABLES | - | - | - | - | DENTAL | - | Medical Equipment and Accessories and Supplies | Dental equipment and supplies | Orthodontic and prosthodontic equipment and supplies | Orthodontic archwire | - | Y | Y | Y | Y | - | - | - | - | - | Y | 220 | - | - | Active | - | - | N | N | - | - | - | - | - | - | - | - | - | - | - | A4649 | A4649 | 44460.8263888889 | [23 empty] | 42295414 Surgical specialty procedure packs |  |  |  |  | Pack | Surgical Procedure | [9 empty] | KNEE ARTHROSCOPY, SET FLUID COLLECTION | [14 empty] | QC Completed
ESI | 006 |  | ABC |  |  |  | ABC | ABC | Data Enrichment | ABC | 11th | [10 empty] | NMC | 803035 | 18596 | 2422909542 | 18596_2422909542 | Med-Surg Consumable | SURGICAL PROCEDURE 88491-05 SHOULDER ARTHROSCOPY | - | KIMBERLY CLARK | KIMBERLY CLARK | ALPHAMED CO. (ABU DHABI) LTD. | - | - | SET | - | 260 | CONSUMABLES | - | - | - | - | DENTAL | - | Medical Equipment and Accessories and Supplies | Dental equipment and supplies | Orthodontic and prosthodontic equipment and supplies | Orthodontic archwire | - | Y | Y | Y | Y | - | - | - | - | - | Y | 240 | - | - | Active | - | - | N | N | - | - | - | - | - | - | - | - | - | - | - | A4649 | A4649 | 44460.8303009259 | [23 empty] | 42295414 Surgical specialty procedure packs |  |  |  |  | Pack | Surgical Procedure | [9 empty] | SHOULDER ARTHROSCOPY | [14 empty] | QC Completed
ESI | 006 |  | ABC |  |  |  | ABC | ABC | Data Enrichment | ABC | 11th | [10 empty] | NMC | 803038 | 18600 | 2422908014 | 18600_2422908014 | Med-Surg Consumable | FUNNEL IMPLANTATION PROCEDURE REF_01KR EZ FAN DISPOSABLE | - | KIMS MED | KIMS MED | MEDICA TRADING LLC | - | - | Each | - | 400 | CONSUMABLES | - | - | - | - | DENTAL | - | Medical Equipment and Accessories and Supplies | Dental equipment and supplies | Orthodontic and prosthodontic equipment and supplies | Orthodontic archwire | - | Y | Y | Y | Y | - | - | - | - | - | Y | 220 | - | - | Active | - | - | N | N | - | - | - | - | - | - | - | - | - | - | - | A4649 | A4649 | 44460.8712615741 | [23 empty] | 41121809 Laboratory funnels |  |  |  |  | Funnel | Laboratory | EZ FAN | [8 empty] | IMPLANTATION PROCEDURE |  |  |  | DISPOSABLE | [10 empty] | QC Completed
ESI | 006 |  | ABC |  |  |  | ABC | ABC | Data Enrichment | ABC | 11th | [10 empty] | NMC | 803040 | 18613 | 2421401762 | 18613_2421401762 | Med-Surg Consumable | SWAB GAUZE L10 CM X W10 CM 8 PLY PLAIN NON STERILE KINGSTAR 100's | - | KINGSTAR | KINGSTAR | ROYAL CARE MEDICAL EQUIP. TRDG | - | - | BOX | - | 7.5 | CONSUMABLES | - | - | - | - | GENERAL MEDICAL CONSUMABLES | - | Medical Equipment and Accessories and Supplies | Patient care and treatment products and supplies | Syringes and accessories | Medical syringe with needle | - | Y | Y | Y | Y | - | - | - | - | - | Y | 14.5 | - | - | Active | - | - | Y | Y | - | - | - | - | - | - | - | - | - | - | - | A4649 | A4649 | 44465.5431481482 | [23 empty] | 42311512 Gauze sponges |  |  |  |  | Swab | Gauze |  |  | SWAB GAUZE L10 CM X W10 CM 8 PLY PLAIN NON STERILE KINGSTAR 100's | [21 empty] | QC Completed
ESI | 006 |  | ABC |  |  |  | ABC | ABC | Data Enrichment | ABC | 11th | [10 empty] | NMC | 803041 | 18614 | 2422922210 | 18614_2422922210 | Med-Surg Consumable | GAUZE SWAB STERILE PLAIN D/W 10CM X 10CM X 12 PLY PACKING: 5PCS/PCH/240PCH/CTN MFG: KINGSTAR - CHINA | - | KINGSTAR | KINGSTAR | ROYAL CARE MEDICAL EQUIP. TRDG | - | - | BOX | - | 204 | CONSUMABLES | - | - | - | - | GENERAL MEDICAL CONSUMABLES | - | Medical Equipment and Accessories and Supplies | Wound care products | Bandages and dressings and related products | Bandages or dressings for general use | - | Y | Y | Y | Y | - | - | - | - | - | Y | 16.6 | - | - | Active | - | - | N | N | - | - | - | - | - | - | - | - | - | - | - | A6413 | A6413 | 44465.5488425926 | [23 empty] | 42311512 Gauze sponges |  |  |  |  | Swab | Gauze |  |  | GAUZE SWAB STERILE PLAIN D/W 10CM X 10CM X 12 PLY PACKING: 5PCS/PCH/240PCH/CTN MFG: KINGSTAR - CHINA | [21 empty] | QC Completed
ESI | 006 |  | ABC |  |  |  | ABC | ABC | Data Enrichment | ABC | 11th | [10 empty] | NMC | 803042 | 18615 | 2422922209 | 18615_2422922209 | Med-Surg Consumable | GAUZE SWAB STERILE X-RAY DETECTABLE D/W 10CMX10CMX12PLY,5PC/PCH/240CTN MFG/ORIGIN: KINGSTAR-CHINA | - | KINGSTAR | KINGSTAR | ROYAL CARE MEDICAL EQUIP. TRDG | - | - | PKT | - | 0.95 | CONSUMABLES | - | - | - | - | SUTURE | - | Medical Equipment and Accessories and Supplies | Wound care products | Suture and related products | Suture | - | Y | Y | Y | Y | - | - | - | - | - | Y | 1131 | - | - | Active | - | - | Y | Y | - | - | - | - | - | - | - | - | - | - | - | A4649 | A4649 | 44465.5584837963 | [23 empty] | 42311512 Gauze sponges |  |  |  |  | Swab | Gauze |  |  | GAUZE SWAB STERILE X-RAY DETECTABLE D/W 10CMX10CMX12PLY,5PC/PCH/240CTN MFG/ORIGIN: KINGSTAR-CHINA | [21 empty] | QC Completed
ESI | 006 |  | ABC |  |  |  | ABC | ABC | Data Enrichment | ABC | 11th | [10 empty] | NMC | 803043 | 18616 | 2422922211 | 18616_2422922211 | Med-Surg Consumable | LAP SPONGE STERILE X-RAY DETECTABLE D/W 30CM X 30CM X 12PLY PACKING: 5PC/PCH/48PCH/CTN MFG: KINGSTAR-CHINA | - | KINGSTAR | KINGSTAR | ROYAL CARE MEDICAL EQUIP. TRDG | - | - | BOX | - | 300 | CONSUMABLES | - | - | - | - | SUTURE | - | Medical Equipment and Accessories and Supplies | Wound care products | Suture and related products | Suture | - | Y | Y | Y | Y | - | - | - | - | - | Y | 367 | - | - | Active | - | - | Y | Y | - | - | - | - | - | - | - | - | - | - | - | A4649 | A4649 | 44465.5614351852 | [23 empty] | 42295406 Laparotomy or surgical x ray detectable sponge or towel |  |  |  |  | Sponge | Laparotomy |  |  | LAP SPONGE STERILE X-RAY DETECTABLE D/W 30CM X 30CM X 12PLY PACKING: 5PC/PCH/48PCH/CTN MFG: KINGSTAR-CHINA | [21 empty] | QC Completed
ESI | 006 |  | ABC |  |  |  | ABC | ABC | Data Enrichment | ABC | 11th | [10 empty] | NMC | 803044 | 18619 | 2411000973 | 18619_2411000973 | Med-Surg Consumable | DEVICE CRYO ODTX100 81213 KITAZATO OVA 10's | - | KITAZATO | ODTX100 81213 | REPROLAB SUPPLIES LLC | - | - | BOX | - | 1600 | CONSUMABLES | - | - | - | - | SUTURE | - | Medical Equipment and Accessories and Supplies | Wound care products | Suture and related products | Suture | - | Y | Y | Y | Y | - | - | - | - | - | Y | 420 | - | - | Active | - | - | Y | Y | - | - | - | - | - | - | - | - | - | - | - | A4649 | A4649 | 44465.7459259259 | [23 empty] | 42296503 Cryosurgery unit accessories |  |  |  |  | Device | Cryogenic | [9 empty] | KITAZATO OVA | [14 empty] | QC Completed
ESI | 006 |  | ABC |  |  |  | ABC | ABC | Data Enrichment | ABC | 11th | [10 empty] | NMC | 803051 | 18626 | 2422910535 | 18626_2422910535 | Med-Surg Consumable | PATTIES SURGICAL HSSK2575 25 MM X 75 MM NEUROSURGICAL SPONGE | - | KLAS MEDICAL | HSSK2575 | SPINE CARE MEDICAL & SURGICAL TRADING FZE | - | - | Each | - | 35 | CONSUMABLES | - | - | - | - | OPERATION THEATRE | - | Medical Equipment and Accessories and Supplies | Orthopedic surgical implants | Soft tissue fixation products | Suture anchor | - | Y | Y | Y | Y | - | - | - | - | - | Y | 2200 | - | - | Active | - | - | N | N | - | - | - | - | - | - | - | - | - | - | - | A4649 | A4649 | 44466.7308217593 | [23 empty] | 42295406 Laparotomy or surgical x ray detectable sponge or towel |  |  |  |  | Patty | Surgical | [5 empty] | 25x75MM |  |  |  | NEUROSURGICAL SPONGE | [14 empty] | QC Completed
ESI | 006 |  | ABC |  |  |  | ABC | ABC | Data Enrichment | ABC | 11th | [10 empty] | NMC | 803052 | 18627 | 2461800343 | 18627_2461800343 | Med-Surg Consumable | GOGGLE PROTECTIVE PF002P OPERATOR AND PATIENT | - | K-LASER | K-LASER | AL ZAHRAWI MEDICAL SERVICES CO. W.L.L. | - | - | Each | - | 700 | CONSUMABLES | - | - | - | - | LABORATORY | - | Laboratory and Measuring and Observing and Testing Equipment | Measuring and observing and testing instruments | Manual test kits and quality controls and calibrators and standards | Histology reagents or solutions or stains | - | Y | Y | Y | Y | - | - | - | - | - | Y | 5000 | - | - | Active | - | - | Y | Y | - | - | - | - | - | - | - | - | - | - | - | A4649 | A4649 | 44467.5409027778 | [23 empty] | 46181804 Goggles |  |  |  |  | Goggles | Protective | [9 empty] | OPERATOR, PATIENT | [14 empty] | QC Completed
ESI | 006 |  | ABC |  |  |  | ABC | ABC | Data Enrichment | ABC | 11th | [10 empty] | NMC | 803053 | 18628 | 2422910373 | 18628_2422910373 | Med-Surg Consumable | PATTIES SURGICAL HSSK2550 24 MM X 50 MM NEUROSURGICAL SPONGE 20's | - | KLASS MEDICAL | HSSK2550 | SPINE CARE MEDICAL & SURGICAL TRADING FZE | - | - | BOX | - | 700 | CONSUMABLES | - | - | - | - | ORTHOPAEDICS | - | Medical Equipment and Accessories and Supplies | Orthopedic surgical implants | Orthopedic trauma implants | Bone plate | - | Y | Y | Y | Y | - | - | - | - | - | Y | 1350.87 | - | - | Active | - | - | N | N | - | - | - | - | - | - | - | - | - | - | - | C1713 | C1713 | 44467.6126273148 | [23 empty] | 42295406 Laparotomy or surgical x ray detectable sponge or towel |  |  |  |  | Patty | Surgical | [5 empty] | 24x50MM |  |  |  | NEUROSURGICAL SPONGE | [14 empty] | QC Completed
ESI | 006 |  | ABC |  |  |  | ABC | ABC | Data Enrichment | ABC | 11th | [10 empty] | NMC | 803055 | 18641 | 2531300539 | 18641_2531300539 | Med-Surg Consumable | LUBRICANT JELLY KLY 82GM | - | KLY | KLY | BANIYAS MEDICAL EQUIPMENT TRDG | - | - | Each | - | 12.5 | CONSUMABLES | - | - | - | - | ORTHOPAEDICS | - | Medical Equipment and Accessories and Supplies | Orthopedic surgical implants | Orthopedic trauma implants | Bone graft extender or void filler or substitute | - | Y | Y | Y | Y | - | - | - | - | - | Y | 3250 | - | - | Active | - | - | Y | Y | - | - | - | - | - | - | - | - | - | - | - | C1762 | C1762 | 44469.6845833333 | [23 empty] | 42181503 Exam or personal lubricants or jellies |  |  |  |  | Jelly | Lubricant | [8 empty] | 82gm | KLY | [14 empty] | QC Completed
ESI | 006 |  | ABC |  |  |  | ABC | ABC | Data Enrichment | ABC | 11th | [10 empty] | NMC | 803056 | 18642 | 2531300636 | 18642_2531300636 | Med-Surg Consumable | LUBRICANT JELLY KLY 5GM 100's | - | KLY | KLY | GULF DRUG LLC | - | - | BOX | - | 52 | CONSUMABLES | - | - | - | - | ORTHOPAEDICS | - | Medical Equipment and Accessories and Supplies | Wound care products | Medical tissue closure and related products | Medical stapler for internal use | - | Y | Y | Y | Y | - | - | - | - | - | Y | 25 | - | - | Active | - | - | N | N | - | - | - | - | - | - | - | - | - | - | - | A4649 | A4649 | 44469.6861921296 | [23 empty] | 42181503 Exam or personal lubricants or jellies |  |  |  |  | Jelly | Lubricant | [8 empty] | 5gm | KLY | [14 empty] | QC Completed
ESI | 006 |  | ABC |  |  |  | ABC | ABC | Data Enrichment | ABC | 11th | [10 empty] | NMC | 803065 | 18658 | 2421402469 | 18658_2421402469 | Med-Surg Consumable | CHIPS MICROFLUIDIC 8680979432242 FERTILE ULTIMATE SPERM SORTING 10's | - | KOEK BIOTECHNOLOGY | 8680979432242 | MEALIS FZ LLC | - | - | BOX | - | 4462.5 | CONSUMABLES | - | - | - | - | ORTHOPAEDICS | - | Medical Equipment and Accessories and Supplies | Orthopedic surgical implants | Orthopedic trauma implants | Orthopedic guidewire or guide pin or guide rod | - | Y | Y | Y | Y | - | - | - | - | - | Y | 153.3 | - | - | Active | - | - | N | N | - | - | - | - | - | - | - | - | - | - | - | C1769 | C1769 | 44473.5617476852 | [23 empty] | 41116148 Flow cytometry test kits or supplies |  |  |  |  | Chip | Flow Cytometry | FERTILE ULTIMATE | [8 empty] | SPERM SORTING | [14 empty] | QC Completed
ESI | 006 |  | ABC |  |  |  | ABC | ABC | Data Enrichment | ABC | 11th | [10 empty] | NMC | 803066 | 18659 | 2421402443 | 18659_2421402443 | Med-Surg Consumable | CHIPS MICROFLUIDIC 8680979432228 FERTILE PLUS SPERM SORTING 10's | - | KOEK BIOTECHNOLOGY | KOEK BIOTECHNOLOGY | MEALIS L.L.C | - | - | BOX | - | 2500 | CONSUMABLES | - | - | - | - | ORTHOPAEDICS | - | Medical Equipment and Accessories and Supplies | Orthopedic surgical implants | Orthopedic trauma implants | Bone screw | - | Y | Y | Y | Y | - | - | - | - | - | Y | 140.4 | - | - | Active | - | - | N | N | - | - | - | - | - | - | - | - | - | - | - | C1713 | C1713 | 44473.6316319444 | [23 empty] | 41116148 Flow cytometry test kits or supplies |  |  |  |  | Chip | Flow Cytometry | FERTILE PLUS | [8 empty] | SPERM SORTING | [14 empty] | QC Completed
ESI | 006 |  | ABC |  |  |  | ABC | ABC | Data Enrichment | ABC | 11th | [10 empty] | NMC | 803068 | 18661 | 2422910881 | 18661_2422910881 | Med-Surg Consumable | CLAMP UMBILICAL CORD STERILE DISPOSABLE KOLPLAST 100's | - | KOLPLAST | - | RELICOR DRUG STORE L.L.C | - | - | BOX | - | 150 | CONSUMABLES | - | - | - | - | OPERATION THEATRE | - | Medical Equipment and Accessories and Supplies | Intravenous and arterial administration products | Intravenous and arterial cannulas and catheters and accessories | Umbilical catheters | - | Y | Y | Y | Y | - | - | - | - | - | Y | 165 | - | - | Active | - | - | N | N | - | - | - | - | - | - | - | - | - | - | - | A4649 | A4649 | 44473.6480671296 | [23 empty] | 42291805 Newborn umbilical cord clamps or cutters or clamp cutters |  |  |  |  | Clamp | Umbilical Cord | KOLPLAST | [10 empty] | sterile |  | disposable | [10 empty] | QC Completed
ESI | 006 |  | ABC |  |  |  | ABC | ABC | Data Enrichment | ABC | 11th | [10 empty] | NMC | 803069 | 18665 | 2422910554 | 18665_2422910554 | Med-Surg Consumable | SURGICAL PROCEDURE KD-44641 HAEMORRHOIDECTOMY KONER | - | KONER | KD-44641 | GLOBEMED CARE L.L.C | - | - | SET | - | 47 | CONSUMABLES | - | - | - | - | GENERAL ITEM | - | NMC-Default | Na | NA | NA | - | Y | Y | Y | Y | - | - | - | - | - | Y | 0.03 | - | - | Active | - | - | N | N | - | - | - | - | - | - | - | - | - | - | - | - | - | 44474.4402662037 | [23 empty] | 42295414 Surgical specialty procedure packs |  |  |  |  | Pack | Surgical Procedure | [9 empty] | HAEMORRHOIDECTOMY KONER | [14 empty] | QC Completed
ESI | 006 |  | ABC |  |  |  | ABC | ABC | Data Enrichment | ABC | 11th | [10 empty] | NMC | 803070 | 18667 | 2422909432 | 18667_2422909432 | Med-Surg Consumable | SURGICAL PROCEDURE KD-448881R1 TUR KONER | - | KONER | KONER | GLOBEMED CARE L.L.C | - | - | Each | - | 49 | CONSUMABLES | - | - | - | - | OPHTHALMOLOGY | - | Medical Equipment and Accessories and Supplies | Surgical products | Ophthalmic specialty instruments and related products | Ophthalmic surgical knives or blades or scissors or accessories | - | Y | Y | Y | Y | - | - | - | - | - | Y | 5 | - | - | Active | - | - | N | N | - | - | - | - | - | - | - | - | - | - | - | A4649 | A4649 | 44474.6947569444 | [23 empty] | 42295414 Surgical specialty procedure packs |  |  |  |  | Pack | Surgical Procedure | [9 empty] | TUR KONER | [14 empty] | QC Completed
ESI | 006 |  | ABC |  |  |  | ABC | ABC | Data Enrichment | ABC | 11th | [10 empty] | NMC | 803075 | 18677 | 2512440244 | 18677_2512440244 | Med-Surg Consumable | COLLAGEN BIO CELLULOSE MASK( 3PCS/BOX)NEW | - | KOTEMEIN | KOTEMEIN | INNOVEX GENERAL TRADING CO. LLC | - | - | BOX | - | 90 | CONSUMABLES | - | - | - | - | INSTRUMENT | - | NMC-Default | Na | NA | NA | - | Y | Y | Y | Y | - | - | - | - | - | Y | 198 | - | - | Active | - | - | N | N | - | - | - | - | - | - | - | - | - | - | - | - | - | 44476.49625 | [23 empty] | 53131613 Facial care products |  |  |  |  | Mask | Face | [9 empty] | COLLAGEN BIO CELLULOSE, NEW | [14 empty] | QC Completed
ESI | 006 |  | ABC |  |  |  | ABC | ABC | Data Enrichment | ABC | 11th | [10 empty] | NMC | 803076 | 18678 | 2512440245 | 18678_2512440245 | Med-Surg Consumable | DEEP SEA EXTRACT MOISTURIZING BIO CELLULOSE MASK (3/BOX) | - | KOTEMEIN | KOTEMEIN | INNOVEX GENERAL TRADING CO. LLC | - | - | BOX | - | 90 | CONSUMABLES | - | - | - | - | INSTRUMENT | - | NMC-Default | Na | NA | NA | - | Y | Y | Y | Y | - | - | - | - | - | Y | 198 | - | - | Active | - | - | N | N | - | - | - | - | - | - | - | - | - | - | - | - | - | 44476.4979282407 | [23 empty] | 53131613 Facial care products |  |  |  |  | Mask | Face | [9 empty] | DEEP SEA EXTRACT, MOISTURIZING, BIO CELLULOSE | [14 empty] | QC Completed
ESI | 006 |  | ABC |  |  |  | ABC | ABC | Data Enrichment | ABC | 11th | [10 empty] | NMC | 803081 | 18683 | 2422950063 | 18683_2422950063 | Med-Surg Consumable | DEEP SEA EXTRACT MOISTURIZING BI5O CELLULOSE MASK 5'S | - | KOTEMEIN | KOTEMEIN INTERNATIONAL BIOTECHNOLOGY CO.LLC | INNOVEX GENERAL TRADING CO. LLC | - | - | BOX | - | 130 | CONSUMABLES | - | - | - | - | ORTHOPAEDICS | - | Medical Equipment and Accessories and Supplies | Orthopedic surgical implants | Orthopedic trauma implants | Bone screw | - | Y | Y | Y | Y | - | - | - | - | - | Y | 57.33 | - | - | Active | - | - | N | N | - | - | - | - | - | - | - | - | - | - | - | C1713 | C1713 | 44479.4715740741 | [23 empty] | 53131613 Facial care products |  |  |  |  | Mask | Face | [9 empty] | DEEP SEA EXTRACT, MOISTURIZING, BI5O CELLULOSE | [14 empty] | QC Completed
ESI | 006 |  | ABC |  |  |  | ABC | ABC | Data Enrichment | ABC | 11th | [10 empty] | NMC | 803090 | 18988 | 2422921084 | 18988_2422921084 | Med-Surg Consumable | CLIP PISTON MVP 0.4MMX 5.75 # 1006711 MFR: KURZ | - | KURZ | KURZ | WIDEX EMIRATES HEARING CARE | - | - | Each | - | 1060 | CONSUMABLES | - | - | - | - | LABORATORY | - | Laboratory and Measuring and Observing and Testing Equipment | Measuring and observing and testing instruments | Manual test kits and quality controls and calibrators and standards | Chemistry quality controls or calibrators or standards | - | Y | Y | Y | Y | - | - | - | - | - | Y | 450 | - | - | Active | - | - | Y | Y | - | - | - | - | - | - | - | - | - | - | - | A4649 | A4649 | 44523.6387268519 | [23 empty] | 42294983 Endoscopic suction or irrigation tip or coagulation probe accessories |  |  |  |  | Piston | Endoscopic | [5 empty] | 0.4X5.75mm |  |  |  | CLIP MVP | [14 empty] | QC Completed
ESI | 006 |  | ABC |  |  |  | ABC | ABC | Data Enrichment | ABC | 11th | [10 empty] | NMC | 803095 | 19008 | 2421402926 | 19008_2421402926 | Med-Surg Consumable | NEEDLE AMNIOCENTESIS 1110600 ECHOGENIC CORDOCENTESIS 120MM BOX/25 | - | LABORATOIRE AVENTIS, FRANCE | 1110600 | RELICOR DRUG | - | - | BOX | - | 75 | CONSUMABLES | - | - | - | - | ORTHOPEDIC | - | Medical Equipment and Accessories and Supplies | Orthopedic and prosthetic and sports medicine products | Orthopedic softgoods for lower extremity | Ankle or foot orthopedic softgoods | - | Y | Y | Y | Y | - | - | - | - | - | Y | 370 | - | - | Active | - | - | N | N | - | - | - | - | - | - | - | - | - | - | - | L3010 | L3010 | 44525.523125 | [23 empty] | 42142501 Amniocentesis needles |  |  |  |  | Needle | Amniocentesis | [5 empty] | 120mm |  |  |  | ECHOGENIC, CORDOCENTESIS | [14 empty] | QC Completed
ESI | 006 |  | ABC |  |  |  | ABC | ABC | Data Enrichment | ABC | 11th | [10 empty] | NMC | 803097 | 19032 | 2411140085 | 19032_2411140085 | Med-Surg Consumable | DILUENT FACTOR 1*100ML 9757600 | - | LABORATORY INSTRUMENTATION | LABORATORY INSTRUMENTATION | HORIZON MEDICAL SUPPLIES | - | - | Each | - | 220 | CONSUMABLES | - | - | - | - | DERMATOLOGY/COSMETIC ITEMS | - | Apparel and Luggage and Personal Care Products | Personal care products | Bath and body | Facial care products | - | Y | Y | Y | Y | - | - | - | - | - | Y | 405 | - | - | Active | - | - | N | N | - | - | - | - | - | - | - | - | - | - | - | A4649 | A4649 | 44528.6745601852 | [23 empty] | 41116004 Chemistry analyzer reagents |  |  |  |  | Diluent | Chemistry | [7 empty] | 100ml |  | FACTOR | [14 empty] | QC Completed
ESI | 006 |  | ABC |  |  |  | ABC | ABC | Data Enrichment | ABC | 11th | [10 empty] | NMC | 803098 | 19033 | 2411140086 | 19033_2411140086 | Med-Surg Consumable | EMULSION WASH -R 20002400 | - | LABORATORY INSTRUMENTATION | LABORATORY INSTRUMENTATION | HORIZON MEDICAL SUPPLIES | - | - | Each | - | 275 | CONSUMABLES | - | - | - | - | LABORATORY | - | Laboratory and Measuring and Observing and Testing Equipment | Measuring and observing and testing instruments | Manual test kits and quality controls and calibrators and standards | Androgeny and fertility reagent or solution or stain | - | Y | Y | Y | Y | - | - | - | - | - | Y | 173 | - | - | Active | - | - | Y | Y | - | - | - | - | - | - | - | - | - | - | - | A4649 | A4649 | 44528.6835185185 | [23 empty] | 53131600 Bath and body |  |  |  |  | Wash | Moisture |  |  | EMULSION WASH -R 20002400 | [21 empty] | QC Completed
ESI | 006 |  | ABC |  |  |  | ABC | ABC | Data Enrichment | ABC | 11th | [10 empty] | NMC | 803099 | 19034 | 2411140089 | 19034_2411140089 | Med-Surg Consumable | ROTORS FOR ACL 200100 P/K | - | LABORATORY INSTRUMENTATION | LABORATORY INSTRUMENTATION | HORIZON MEDICAL SUPPLIES | - | - | Each | - | 1250 | CONSUMABLES | - | - | - | - | LABORATORY | - | Laboratory and Measuring and Observing and Testing Equipment | Measuring and observing and testing instruments | Clinical and diagnostic analyzer reagents | Chemistry analyzer reagents | - | Y | Y | Y | Y | - | - | - | - | - | Y | 0 | - | - | Active | - | - | N | N | - | - | - | - | - | - | - | - | - | - | - | A4649 | A4649 | 44528.7234375 | [23 empty] | 41103913 Laboratory centrifuge accessories |  |  |  |  | Rotor | Centrifuge |  |  | ROTORS FOR ACL 200100 P/K | [21 empty] | QC Completed
ESI | 006 |  | ABC |  |  |  | ABC | ABC | Data Enrichment | ABC | 11th | [10 empty] | NMC | 803109 | 19052 | 2422907047 | 19052_2422907047 | Med-Surg Consumable | PLUG OPHTHALMIC VFL-1002 VERAPLUG FLOW PRELOADED MEDIUM STERILE 2's | - | LACRIVERA | VFL-1002 | AMARAK MEDICALS | - | - | BOX | - | 285 | CONSUMABLES | - | - | - | - | LABORATORY | - | Laboratory and Measuring and Observing and Testing Equipment | Measuring and observing and testing instruments | Manual test kits and quality controls and calibrators and standards | Virology test kits or supplies | - | Y | Y | Y | Y | - | - | - | - | - | Y | 235 | - | - | Active | - | - | Y | Y | - | - | - | - | - | - | - | - | - | - | - | A4649 | A4649 | 44530.6239930556 | [23 empty] | 42294522 Ophthalmic plug punctums or lachrimal dilators or sets |  |  |  |  | Plug | Ophthalmic | VERAPLUG |  |  |  | medium |  |  |  |  | FLOW PRELOADED |  | sterile | [12 empty] | QC Completed
ESI | 006 |  | ABC |  |  |  | ABC | ABC | Data Enrichment | ABC | 11th | [10 empty] | NMC | 803115 | 19062 | 2421900183 | 19062_2421900183 | Med-Surg Consumable | COVER CAMERA E202000 SLEEVE ANNULAR TYPE STERILE 20's | - | LANDANGER | E202000 | AL SHOMOUKH TRADING FOR TECHNICAL & MEDICAL SUPPLIES | - | - | BOX | - | 250 | CONSUMABLES | - | - | - | - | ORTHOPAEDICS | - | Medical Equipment and Accessories and Supplies | Orthopedic surgical implants | Orthopedic trauma implants | Bone plate | - | Y | Y | Y | Y | - | - | - | - | - | Y | 333.75 | - | - | Active | - | - | N | N | - | - | - | - | - | - | - | - | - | - | - | C1713 | C1713 | 44535.5107638889 | [23 empty] | 42296408 Endoscopic video cameras or recorders or adapters or accessories |  |  |  |  | Cover | Camera | [9 empty] | SLEEVE, ANNULAR TYPE |  | sterile | [12 empty] | QC Completed
ESI | 006 |  | ABC |  |  |  | ABC | ABC | Data Enrichment | ABC | 11th | [10 empty] | NMC | 803118 | 19078 | 2422908295 | 19078_2422908295 | Med-Surg Consumable | TROCAR SURGICAL BC10SLR-O AUTO OPTICAL OD10 MM X L100 MM BALLOON CANNULA RETENTION DISK 5's | - | LAPROSURGE | BC10SLR-O | ARABIAN MILLENNIUM MEDICAL TRADING L.L.C | - | - | BOX | - | 1375 | CONSUMABLES | - | - | - | - | GENERAL MEDICAL CONSUMABLES | - | Medical Equipment and Accessories and Supplies | Surgical products | Surgical suction and irrigation cannulas and tips and stylets and related products | Surgical irrigation or suction handpiece or cannula or tip | - | Y | Y | Y | Y | - | - | - | - | - | Y | 550 | - | - | Active | - | - | N | N | - | - | - | - | - | - | - | - | - | - | - | A4649 | A4649 | 44537.3921180556 | [23 empty] | 42291635 Surgical trocars for general use |  |  |  |  | Trocar | Surgical |  |  | TROCAR SURGICAL BC10SLR-O AUTO OPTICAL OD10 MM X L100 MM BALLOON CANNULA RETENTION DISK 5's | [21 empty] | QC Completed
ESI | 006 |  | ABC |  |  |  | ABC | ABC | Data Enrichment | ABC | 11th | [10 empty] | NMC | 803119 | 19079 | 2422910815 | 19079_2422910815 | Med-Surg Consumable | TROCAR SURGICAL BC12SHL HASSON/ BLUNT AND OD12 MM BALLOON CANNULA | - | LAPROSURGE | BC12SHL AUTO | ARABIAN MILLENNIUM MEDICAL TRADING L.L.C | - | - | EA | - | 300 | CONSUMABLES | - | - | - | - | ORTHOPAEDICS | - | Medical Equipment and Accessories and Supplies | Surgical products | Surgical power equipment and accessories and related products | Surgical pneumatic or battery or electric saws or drills or pin drivers or accessories | - | Y | Y | Y | Y | - | - | - | - | - | Y | 127.21 | - | - | Active | - | - | N | N | - | - | - | - | - | - | - | - | - | - | - | A4649 | A4649 | 44537.3999305556 | [23 empty] | 42291635 Surgical trocars for general use |  |  |  |  | Trocar | Surgical |  |  | TROCAR SURGICAL BC12SHL HASSON/ BLUNT AND OD12 MM BALLOON CANNULA | [21 empty] | QC Completed
ESI | 006 |  | ABC |  |  |  | ABC | ABC | Data Enrichment | ABC | 11th | [10 empty] | NMC | 803120 | 19080 | 2422910855 | 19080_2422910855 | Med-Surg Consumable | TROCAR SURGICAL BC5SL-O OPTICAL OD5.0 MM X L80 MM BALLOON CANNULA | - | LAPROSURGE | BC5SL-O | ARABIAN MILLENNIUM MEDICAL TRADING L.L.C | - | - | EA | - | 280 | CONSUMABLES | - | - | - | - | ORTHOPAEDICS | - | Medical Equipment and Accessories and Supplies | Orthopedic surgical implants | Orthopedic trauma implants | Bone screw | - | Y | Y | Y | Y | - | - | - | - | - | Y | 152.08 | - | - | Active | - | - | N | N | - | - | - | - | - | - | - | - | - | - | - | C1713 | C1713 | 44537.4026967593 | [23 empty] | 42291635 Surgical trocars for general use |  |  |  |  | Trocar | Surgical |  |  | TROCAR SURGICAL BC5SL-O OPTICAL OD5.0 MM X L80 MM BALLOON CANNULA | [21 empty] | QC Completed
ESI | 006 |  | ABC |  |  |  | ABC | ABC | Data Enrichment | ABC | 11th | [10 empty] | NMC | 803121 | 19081 | 2421507037 | 19081_2421507037 | Med-Surg Consumable | IMPRESSION MATERIAL GHENESYL FAST SET 2 X 50ML CARTRIDGE WITH 12 MIXING TIPS | - | LASCOD | LASCOD | AL ARABIA MEDICAL SURGICAL EQUIPMENT TRADING LLC. | - | - | KIT | - | 145 | CONSUMABLES | - | - | - | - | LABORATORY | - | Laboratory and Measuring and Observing and Testing Equipment | Laboratory and scientific equipment | Nucleic acid extraction and purification and quantitation kits and components | Reagents for nucleic acid extraction or precipitation or resuspension | - | Y | Y | Y | Y | - | - | - | - | - | Y | 288 | - | - | Active | - | - | Y | Y | - | - | - | - | - | - | - | - | - | - | - | A4649 | A4649 | 44537.4120833333 | [23 empty] | 42152480 Dental impression materials |  |  |  |  | Material | Impression | GHENESYL | [6 empty] | 50ml |  | FAST SET, CARTRIDGE, WITH 12 MIXING TIP | [14 empty] | QC Completed
ESI | 006 |  | ABC |  |  |  | ABC | ABC | Data Enrichment | ABC | 11th | [10 empty] | NMC | 803133 | 19099 | 2411200353 | 19099_2411200353 | Med-Surg Consumable | DISH PETRI OD90 MM LDP 500's | - | LDP | LDP | AL ABBAR MEDICAL & SCIENTIFIC SUPPLIES. | - | - | BOX | - | 125 | CONSUMABLES | - | - | - | - | INSTRUMENT | - | NMC-Default | Na | NA | NA | - | Y | Y | Y | Y | - | - | - | - | - | Y | 2582 | - | - | Active | - | - | N | N | - | - | - | - | - | - | - | - | - | - | - | - | - | 44538.461712963 | [23 empty] | 41122101 Petri plates or dishes |  |  |  |  | Dish | Petri | [5 empty] | 90mm |  |  |  | LDP | [14 empty] | QC Completed
ESI | 006 |  | ABC |  |  |  | ABC | ABC | Data Enrichment | ABC | 11th | [10 empty] | NMC | 803141 | 19108 | 2421401983 | 19108_2421401983 | Med-Surg Consumable | HOLDER NEEDLE LDP VACUTAINER DISPOSABLE 200's | - | LDP | LDP | AL ABBAR MEDICAL & SCIENTIFIC SUPPLIES. | - | - | BOX | - | 90 | CONSUMABLES | - | - | - | - | INSTRUMENT | - | NMC-Default | Na | NA | NA | - | Y | Y | Y | Y | - | - | - | - | - | Y | 80 | - | - | Active | - | - | N | N | - | - | - | - | - | - | - | - | - | - | - | - | - | 44538.5615046296 | [23 empty] | 42142529 Needle trays or holders |  |  |  |  | HOLDER | NEEDLE | LDP VACUTAINER | [12 empty] | DISPOSABLE | [10 empty] | QC Completed
ESI | 006 |  | ABC |  |  |  | ABC | ABC | Data Enrichment | ABC | 11th | [10 empty] | NMC | 803151 | 19119 | 2422907561 | 19119_2422907561 | Med-Surg Consumable | COVER ULTRASOUND 10500602 TRANSDUCER 14 CM X 61 CM WITH 20ML GEL AND COLOR ELASTIC BAND DISPOSABLE 24's | - | LEAPMED | 10500602 | EMIRATES & WORLD MEDICAL SUPPLIES | - | - | BOX | - | 612 | CONSUMABLES | - | - | - | - | ORTHOPAEDICS | - | Medical Equipment and Accessories and Supplies | Orthopedic surgical implants | Knee joint implants | Femoral knee component | - | Y | Y | Y | Y | - | - | - | - | - | Y | 6420 | - | - | Active | - | - | N | N | - | - | - | - | - | - | - | - | - | - | - | L1831 | L1831 | 44539.7110763889 | [23 empty] | 42201705 Medical ultrasound or doppler or echocardiograph probe covers |  |  |  |  | Cover | Ultrasound | [5 empty] | 61x14CM |  |  |  | TRANSDUCER, WITH 20ML GEL, COLOR ELASTIC BAND |  |  |  | disposable | [10 empty] | QC Completed
ESI | 006 |  | ABC |  |  |  | ABC | ABC | Data Enrichment | ABC | 11th | [10 empty] | NMC | 803222 | 21224 | 2422921937 | 21224_2422921937 | Med-Surg Consumable | REF# 682053 SAFEDRAW DT-XX 2 STANDARD DISP. TRANSDUCER 155/150CM, CLEAR + BLUE, 5ML SHEATED SYRYNGE RESTRICTED TO 2ML & WITH R.O.S.E ON BLUE LINE 5PCS/BOX | - | LOCAL | 682053 | PHARMATRADE | - | - | BOX | - | 844.45 | CONSUMABLES | - | - | - | - | CATHLAB | - | Medical Equipment and Accessories and Supplies | Medical diagnostic imaging and nuclear medicine products | Vascular imaging and interventional cardiology and cardiac catheterization lab products | Peripheral stent | - | Y | Y | Y | Y | - | - | - | - | - | Y | 5500 | - | - | Active | - | - | Y | Y | - | - | - | - | - | - | - | - | - | - | - | C1875 | C1875 | 44781.392025463 | [23 empty] | 42181908 Intracompartmental pressure monitoring sets |  |  |  |  | Transducer | Pressure Monitor |  |  | REF# 682053 SAFEDRAW DT-XX 2 STANDARD DISP. TRANSDUCER 155/150CM, CLEAR + BLUE, 5ML SHEATED SYRYNGE RESTRICTED TO 2ML & WITH R.O.S.E ON BLUE LINE 5PCS/BOX | [21 empty] | QC Completed
ESI | 006 |  | ABC |  |  |  | ABC | ABC | Data Enrichment | ABC | 11th | [10 empty] | NMC | 803229 | 21234 | 2411104334 | 21234_2411104334 | Med-Surg Consumable | METER GLUCOSE TEST GLUCOMETER LOCAL | - | LOCAL | - | MAS Medical Surgical Articles & Requisites Trading | - | - | Each | - | 130 | CONSUMABLES | - | - | - | - | ORTHOPAEDICS | - | Medical Equipment and Accessories and Supplies | Surgical products | Endoscopic instruments and supplies and accessories and related products | Endoscopic shaver blade or accessories | - | Y | Y | Y | Y | - | - | - | - | - | Y | 800 | - | - | Active | - | - | N | N | - | - | - | - | - | - | - | - | - | - | - | C1749 | C1749 | 44781.7402893519 | [23 empty] | 41116201 Glucose monitors or meters |  |  |  |  | Meter | Glucose | [9 empty] | TEST GLUCOMETER | [14 empty] | QC Completed
ESI | 006 |  | ABC |  |  |  | ABC | ABC | Data Enrichment | ABC | 11th | [10 empty] | NMC | 803241 | 21314 | 2GE0001795 | 21314_2GE0001795 | Med-Surg Consumable | TROLLEY PLATFORM 300KG | - | LOCAL | - | STANDARD HARDWARE TR. LLC | - | - | EA | - | 550 | GENERAL ITEM | - | - | - | - | STATIONERY | - | NMC-Default | Na | NA | NA | - | Y | Y | Y | Y | - | - | - | - | - | Y | 695 | - | - | Active | - | - | N | N | - | - | - | - | - | - | - | - | - | - | - | - | - | 44789.496400463 | [23 empty] | 42192201 Patient transport trolleys |  |  |  |  | Trolley | Medical |  |  | TROLLEY PLATFORM 300KG | [21 empty] | QC Completed
ESI | 006 |  | ABC |  |  |  | ABC | ABC | Data Enrichment | ABC | 11th | [10 empty] | NMC | 803245 | 21347 | 2GE0001802 | 21347_2GE0001802 | Med-Surg Consumable | CUP STEFANIA WITH CLEAR LID 500's | - | LOCAL | - | FALCON PACK | - | - | BOX | - | 177 | GENERAL ITEM | - | - | - | - | STATIONERY | - | NMC-Default | Na | NA | NA | - | Y | Y | Y | Y | - | - | - | - | - | Y | 0.51 | - | - | Active | - | - | N | N | - | - | - | - | - | - | - | - | - | - | - | - | - | 44791.5713078704 | [23 empty] | 48101905 Food service cups or mugs |  |  |  |  | Cup | Paper | STEFANIA | [8 empty] | WITH CLEAR LID | [14 empty] | QC Completed
ESI | 006 |  | ABC |  |  |  | ABC | ABC | Data Enrichment | ABC | 11th | [10 empty] | NMC | 803246 | 21348 | 2GE0001803 | 21348_2GE0001803 | Med-Surg Consumable | CUP NOVA WITH CLEAR LID 500's | - | LOCAL | - | FALCON PACK | - | - | BOX | - | 85 | GENERAL ITEM | - | - | - | - | OPERATION THEATRE | - | Medical Equipment and Accessories and Supplies | Wound care products | Negative pressure wound care therapy products | Negative pressure wound therapy equipment | - | Y | Y | Y | Y | - | - | - | - | - | Y | 2000 | - | - | Active | - | - | N | N | - | - | - | - | - | - | - | - | - | - | - | A4649 | A4649 | 44792.3694560185 | [23 empty] | 48101905 Food service cups or mugs |  |  |  |  | Cup | Paper | [9 empty] | NOVA, WITH CLEAR LID | [14 empty] | QC Completed
ESI | 006 |  | ABC |  |  |  | ABC | ABC | Data Enrichment | ABC | 11th | [10 empty] | NMC | 803249 | 21351 | 2GE0001806 | 21351_2GE0001806 | Med-Surg Consumable | NAPKIN BLOSSOM 33 X 33 2PLY 40 X 50 | - | LOCAL | - | FALCON PACK | - | - | BOX | - | 87 | GENERAL ITEM | - | - | - | - | CATHLAB | - | Medical Equipment and Accessories and Supplies | Medical diagnostic imaging and nuclear medicine products | Vascular imaging and interventional cardiology and cardiac catheterization lab products | Coronary stent | - | Y | Y | Y | Y | - | - | - | - | - | Y | 3600 | - | - | Active | - | - | Y | Y | - | - | - | - | - | - | - | - | - | - | - | C1874 | C1874 | 44792.5563888889 | [23 empty] | 14111705 Paper napkins or serviettes |  |  |  |  | Napkin | Paper | [5 empty] | 40x50mm |  |  |  | BLOSSOM, 2 PLY | [5 empty] | 33x33 | [8 empty] | QC Completed
ESI | 006 |  | ABC |  |  |  | ABC | ABC | Data Enrichment | ABC | 11th | [10 empty] | NMC | 803250 | 21352 | 2GE0001807 | 21352_2GE0001807 | Med-Surg Consumable | NAPKIN BLOSSOM 33 X 33 BLUE F 24 X 50 | - | LOCAL | - | FALCON PACK | - | - | BOX | - | 117 | GENERAL ITEM | - | - | - | - | LABORATORY | - | Laboratory and Measuring and Observing and Testing Equipment | Measuring and observing and testing instruments | Clinical and diagnostic analyzers and accessories and supplies | Chemistry analyzer accessories or supplies | - | Y | Y | Y | Y | - | - | - | - | - | Y | 0 | - | - | Active | - | - | Y | Y | - | - | - | - | - | - | - | - | - | - | - | A4649 | A4649 | 44792.7001967593 | [23 empty] | 14111705 Paper napkins or serviettes |  |  |  |  | Napkin | Paper | [5 empty] | 24x50mm |  |  |  | BLOSSOM |  |  |  |  | blue | 33x33 | [8 empty] | QC Completed
ESI | 006 |  | ABC |  |  |  | ABC | ABC | Data Enrichment | ABC | 11th | [10 empty] | NMC | 803251 | 21353 | 2GE0001808 | 21353_2GE0001808 | Med-Surg Consumable | WIPE WET REFRESH WITHOUT LOGO 1000's | - | LOCAL | - | FALCON PACK | - | - | BOX | - | 90 | GENERAL ITEM | - | - | - | - | LABORATORY | - | Laboratory and Measuring and Observing and Testing Equipment | Measuring and observing and testing instruments | Clinical and diagnostic analyzers and accessories and supplies | Chemistry analyzer accessories or supplies | - | Y | Y | Y | Y | - | - | - | - | - | Y | 0 | - | - | Active | - | - | Y | Y | - | - | - | - | - | - | - | - | - | - | - | A4649 | A4649 | 44792.7040972222 | [23 empty] | 47131502 Cleaning cloths or wipes |  |  |  |  | Wipe | Cleaning |  |  | WIPE WET REFRESH WITHOUT LOGO 1000's | [21 empty] | QC Completed
ESI | 006 |  | ABC |  |  |  | ABC | ABC | Data Enrichment | ABC | 11th | [10 empty] | NMC | 803256 | 21383 | 2IN0005293 | 21383_2IN0005293 | Med-Surg Consumable | HODLER NEEDLE HALSEY 125 MM | - | LOCAL | - | OTINS LIFE SIGN GENERAL TRAD. | - | - | EA | - | 45 | INSTRUMENT | - | - | - | - | OPERATION THEATRE | - | Medical Equipment and Accessories and Supplies | Surgical products | Surgical support supplies | Surgical custom or specialty procedure packs | - | Y | Y | Y | Y | - | - | - | - | - | Y | 7690 | - | - | Active | - | - | N | N | - | - | - | - | - | - | - | - | - | - | - | A4649 | A4649 | 44796.8190393519 | [23 empty] | 42142529 Needle trays or holders |  |  |  |  | HOLDER | NEEDLE | [5 empty] | 125mm |  |  |  | HALSEY | [14 empty] | QC Completed
ESI | 006 |  | ABC |  |  |  | ABC | ABC | Data Enrichment | ABC | 11th | [10 empty] | NMC | 803257 | 21384 | 2IN0005295 | 21384_2IN0005295 | Med-Surg Consumable | HAMMER SURGICAL MALLET 220GM 24CM | - | LOCAL | - | OTINS LIFE SIGN GENERAL TRAD. | - | - | EA | - | 260 | INSTRUMENT | - | - | - | - | OPERATION THEATRE | - | Medical Equipment and Accessories and Supplies | Surgical products | Surgical support supplies | Surgical custom or specialty procedure packs | - | Y | Y | Y | Y | - | - | - | - | - | Y | 6690 | - | - | Active | - | - | N | N | - | - | - | - | - | - | - | - | - | - | - | A4649 | A4649 | 44796.8218055556 | [23 empty] | 42292502 Surgical hammers or mallets |  |  |  |  | Hammer | Surgical | [5 empty] | 24cm |  |  |  | MALLET 220GM | [14 empty] | QC Completed
ESI | 006 |  | ABC |  |  |  | ABC | ABC | Data Enrichment | ABC | 11th | [10 empty] | NMC | 803269 | 21417 | 2IN0005336 | 21417_2IN0005336 | Med-Surg Consumable | SPREADER PLASTER L30 CM HENING | - | LOCAL | - | OTINS LIFE SIGN GENERAL TRAD. | - | - | EA | - | 288 | INSTRUMENT | - | - | - | - | DENTAL | - | Medical Equipment and Accessories and Supplies | Dental equipment and supplies | Dental and subspecialty instruments and devices | Dental retractors | - | Y | Y | Y | Y | - | - | - | - | - | Y | 20 | - | - | Active | - | - | N | N | - | - | - | - | - | - | - | - | - | - | - | A4649 | A4649 | 44799.4732060185 | [23 empty] | 42151656 Dental spreaders |  |  |  |  | Spreader | Dental |  |  | SPREADER PLASTER L30 CM HENING | [21 empty] | QC Completed
ESI | 006 |  | ABC |  |  |  | ABC | ABC | Data Enrichment | ABC | 11th | [10 empty] | NMC | 803270 | 21418 | 2IN0005337 | 21418_2IN0005337 | Med-Surg Consumable | SPREADER PLASTER L24 CM US MODEL | - | LOCAL | - | OTINS LIFE SIGN GENERAL TRAD. | - | - | EA | - | 675 | INSTRUMENT | - | - | - | - | DERMATOLOGY/COSMETIC ITEMS | - | Medical Equipment and Accessories and Supplies | Surgical products | Surgical support supplies | Surgical support supplies | - | Y | Y | Y | Y | - | - | - | - | - | Y | 660 | - | - | Active | - | - | N | N | - | - | - | - | - | - | - | - | - | - | - | A4649 | A4649 | 44799.5534606481 | [23 empty] | 42151656 Dental spreaders |  |  |  |  | Spreader | Dental |  |  | SPREADER PLASTER L24 CM US MODEL | [21 empty] | QC Completed
ESI | 006 |  | ABC |  |  |  | ABC | ABC | Data Enrichment | ABC | 11th | [10 empty] | NMC | 803271 | 21420 | 2IN0005339 | 21420_2IN0005339 | Med-Surg Consumable | RETRACTOR SELF-REATAING L16 CM, 3X4 SHARP PRONG | - | LOCAL | - | OTINS LIFE SIGN GENERAL TRAD. | - | - | EA | - | 198 | INSTRUMENT | - | - | - | - | ORTHOPAEDICS | - | Medical Equipment and Accessories and Supplies | Orthopedic surgical implants | Spinal implants | Spinal interbody cage | - | Y | Y | Y | Y | - | - | - | - | - | Y | 7230 | - | - | Active | - | - | N | N | - | - | - | - | - | - | - | - | - | - | - | C1776 | C1776 | 44799.696712963 | [23 empty] | 42293107 Surgical retractors |  |  |  |  | Retractor | Surgical |  |  | RETRACTOR SELF-REATAING L16 CM, 3X4 SHARP PRONG | [21 empty] | QC Completed
ESI | 006 |  | ABC |  |  |  | ABC | ABC | Data Enrichment | ABC | 11th | [10 empty] | NMC | 803272 | 21421 | 2IN0005340 | 21421_2IN0005340 | Med-Surg Consumable | RETRACTOR SELF-REATAING L16 CM, 3X4 BLUNT PRONG | - | LOCAL | - | OTINS LIFE SIGN GENERAL TRAD. | - | - | EA | - | 198 | INSTRUMENT | - | - | - | - | ORTHOPAEDICS | - | Medical Equipment and Accessories and Supplies | Orthopedic surgical implants | Spinal implants | Spinal interbody cage | - | Y | Y | Y | Y | - | - | - | - | - | Y | 7230 | - | - | Active | - | - | N | N | - | - | - | - | - | - | - | - | - | - | - | C1776 | C1776 | 44799.699375 | [23 empty] | 42293107 Surgical retractors |  |  |  |  | Retractor | Surgical |  |  | RETRACTOR SELF-REATAING L16 CM, 3X4 BLUNT PRONG | [21 empty] | QC Completed
ESI | 006 |  | ABC |  |  |  | ABC | ABC | Data Enrichment | ABC | 11th | [10 empty] | NMC | 803274 | 21428 | 2GE0001818 | 21428_2GE0001818 | Med-Surg Consumable | TROLLEY PLATFORM 500KG | - | LOCAL | - | STANDARD HARDWARE TR. LLC | - | - | EA | - | 1150 | GENERAL ITEM | - | - | - | - | ORTHOPAEDICS | - | Medical Equipment and Accessories and Supplies | Orthopedic surgical implants | Spinal implants | Spinal screw | - | Y | Y | Y | Y | - | - | - | - | - | Y | 3200 | - | - | Active | - | - | N | N | - | - | - | - | - | - | - | - | - | - | - | C1713 | C1713 | 44799.7110648148 | [23 empty] | 42192201 Patient transport trolleys |  |  |  |  | Trolley | Medical |  |  | TROLLEY PLATFORM 500KG | [21 empty] | QC Completed
ESI | 006 |  | ABC |  |  |  | ABC | ABC | Data Enrichment | ABC | 11th | [10 empty] | NMC | 803276 | 21435 | 2GE0001828 | 21435_2GE0001828 | Med-Surg Consumable | SLIPPER EXECUTIVE | - | LOCAL | - | LINKAGE TRADING Co. LLC | - | - | EA | - | 1.5 | GENERAL ITEM | - | - | - | - | LABORATORY | - | Laboratory and Measuring and Observing and Testing Equipment | Measuring and observing and testing instruments | Manual test kits and quality controls and calibrators and standards | Immunology or serology reagents or solutions or stains | - | Y | Y | Y | Y | - | - | - | - | - | Y | 600 | - | - | Active | - | - | Y | Y | - | - | - | - | - | - | - | - | - | - | - | A4649 | A4649 | 44802.4589583333 | [23 empty] | 42131507 Patient slippers or socks |  |  |  |  | Slipper | Patient |  |  | SLIPPER EXECUTIVE | [21 empty] | QC Completed
ESI | 006 |  | ABC |  |  |  | ABC | ABC | Data Enrichment | ABC | 11th | [10 empty] | NMC | 803283 | 21444 | 2IN0005417 | 21444_2IN0005417 | Med-Surg Consumable | FORK TUNING 1024HZ | - | LOCAL | - | OTINS LIFE SIGN GENERAL TRAD. | - | - | EA | - | 160 | INSTRUMENT | - | - | - | - | OPHTHALMOLOGY | - | Medical Equipment and Accessories and Supplies | Surgical products | Surgical implants and expanders and extenders and surgical wires and related products | Intraocular lens IOL | - | Y | Y | Y | Y | - | - | - | - | - | Y | 600 | - | - | Active | - | - | Y | Y | - | - | - | - | - | - | - | - | - | - | - | C1780 | C1780 | 44802.6825694444 | [23 empty] | 42182412 Medical tuning forks |  |  |  |  | Fork | Tuning | [9 empty] | 1024HZ | [14 empty] | QC Completed
ESI | 006 |  | ABC |  |  |  | ABC | ABC | Data Enrichment | ABC | 11th | [10 empty] | NMC | 803297 | 21482 | 2GE0001832 | 21482_2GE0001832 | Med-Surg Consumable | DISH WASH TABLET FINISH QUANTUM POWER BALL 40's | - | LOCAL | - | STAPLES AND PINS GENERAL TRADING LLC | - | - | PKT | - | 58.5 | GENERAL ITEM | - | - | - | - | DENTAL | - | Medical Equipment and Accessories and Supplies | Dental equipment and supplies | Orthodontic and prosthodontic equipment and supplies | Orthodontic and prosthodontic equipment and supplies | - | Y | Y | Y | Y | - | - | - | - | - | Y | 550 | - | - | Active | - | - | N | N | - | - | - | - | - | - | - | - | - | - | - | A4649 | A4649 | 44803.5482986111 | [23 empty] | 47131810 Dishwashing products |  |  |  |  | TABLET | Dishwashing |  |  | DISH WASH TABLET FINISH QUANTUM POWER BALL 40's | [21 empty] | QC Completed
ESI | 006 |  | ABC |  |  |  | ABC | ABC | Data Enrichment | ABC | 11th | [10 empty] | NMC | 803298 | 21483 | 2GE0001833 | 21483_2GE0001833 | Med-Surg Consumable | TABLE SPOON PLASTIC HOTPACK 50's | - | LOCAL | - | STAPLES AND PINS GENERAL TRADING LLC | - | - | PKT | - | 1.6 | GENERAL ITEM | - | - | - | - | CATHLAB | - | Medical Equipment and Accessories and Supplies | Medical diagnostic imaging and nuclear medicine products | Vascular imaging and interventional cardiology and cardiac catheterization lab products | Angioplasty balloon catheter | - | Y | Y | Y | Y | - | - | - | - | - | Y | 7000 | - | - | Active | - | - | Y | Y | - | - | - | - | - | - | - | - | - | - | - | C1725 | C1725 | 44803.5670949074 | [23 empty] | 52151704 Domestic spoons |  |  |  |  | Spoon | Domestic |  |  | TABLE SPOON PLASTIC HOTPACK 50's | [21 empty] | QC Completed
ESI | 006 |  | ABC |  |  |  | ABC | ABC | Data Enrichment | ABC | 11th | [10 empty] | NMC | 803309 | 21512 | 2IN0005564 | 21512_2IN0005564 | Med-Surg Consumable | TRAY INSTRUMENT STAINLESS STEEL 12.5IN X 9.5IN X 2.5IN LARGE EACH | - | LOCAL | - | OTINS LIFE SIGN GENERAL TRAD. | - | - | EA | - | 198 | INSTRUMENT | - | - | - | - | LABORATORY | - | Laboratory and Measuring and Observing and Testing Equipment | Measuring and observing and testing instruments | Clinical and diagnostic analyzer reagents | Immunology analyzer reagents | - | Y | Y | Y | Y | - | - | - | - | - | Y | 0 | - | - | Active | - | - | Y | Y | - | - | - | - | - | - | - | - | - | - | - | A4649 | A4649 | 44804.7163194444 | [23 empty] | 42294200 Surgical instrument sets and systems |  |  |  |  | Tray | Instrument |  |  | TRAY INSTRUMENT STAINLESS STEEL 12.5IN X 9.5IN X 2.5IN LARGE EACH | [21 empty] | QC Completed
ESI | 006 |  | ABC |  |  |  | ABC | ABC | Data Enrichment | ABC | 11th | [10 empty] | NMC | 803315 | 21531 | 2IN0005737 | 21531_2IN0005737 | Med-Surg Consumable | PROBE SURGICAL JOBSON HORNE L15 CM EACH | - | LOCAL | - | OTINS LIFE SIGN GENERAL TRAD. | - | - | EA | - | 51 | INSTRUMENT | - | - | - | - | DERMATOLOGY/COSMETIC ITEMS | - | Drugs and Pharmaceutical Products | Drugs affecting the ears, eye, nose and skin | Dermatologic agents | Dermatologic agents | - | Y | Y | Y | Y | - | - | - | - | - | Y | 257.25 | - | - | Active | - | - | N | N | - | - | - | - | - | - | - | - | - | - | - | A4649 | A4649 | 44806.5471759259 | [23 empty] | 42292603 Surgical probes or directors |  |  |  |  | Probe | Surgical | [5 empty] | 15cm |  |  |  | JOBSON HORNE | [14 empty] | QC Completed
ESI | 006 |  | ABC |  |  |  | ABC | ABC | Data Enrichment | ABC | 11th | [10 empty] | NMC | 803319 | 21552 | 2GE0001855 | 21552_2GE0001855 | Med-Surg Consumable | TROLLEY CONTAINER CUSTOM FABRICATED SHARP FIVE LEGS NYLON BASE EACH | - | LOCAL | - | GLOBEMED CARE | - | - | Each | - | 329 | GENERAL ITEM | - | - | - | - | CSSD | - | Medical Equipment and Accessories and Supplies | Medical sterilization products | Sterilization wraps and packaging supplies | Sterilization instrument protectors | - | Y | Y | Y | Y | - | - | - | - | - | Y | 99 | - | - | Active | - | - | N | N | - | - | - | - | - | - | - | - | - | - | - | A4649 | A4649 | 44810.3988425926 | [23 empty] | 42192201 Patient transport trolleys |  |  |  |  | Trolley | Medical |  |  | TROLLEY CONTAINER CUSTOM FABRICATED SHARP FIVE LEGS NYLON BASE EACH | [21 empty] | QC Completed
ESI | 006 |  | ABC |  |  |  | ABC | ABC | Data Enrichment | ABC | 11th | [10 empty] | NMC | 803324 | 21557 | 2141100123 | 21557_2141100123 | Med-Surg Consumable | TISSUE FACIAL 001951-15030 L21.5 CM X W19 CM 150X2 PLY 30's | - | LOCAL | 001951-15030 | RELIANCE PAPER TRADING | - | - | BOX | - | 39 | CONSUMABLES | - | - | - | - | CSSD | - | Medical Equipment and Accessories and Supplies | Medical diagnostic imaging and nuclear medicine products | Vascular imaging and interventional cardiology and cardiac catheterization lab products | Coronary stent | - | Y | Y | Y | Y | - | - | - | - | - | Y | 6800 | - | - | Active | - | - | Y | Y | - | - | - | - | - | - | - | - | - | - | - | C1874 | C1874 | 44810.4837615741 | [23 empty] | 14111701 Facial tissues |  |  |  |  | Tissue | Facial |  |  | TISSUE FACIAL 001951-15030 L21.5 CM X W19 CM 150X2 PLY 30's | [21 empty] | QC Completed
ESI | 006 |  | ABC |  |  |  | ABC | ABC | Data Enrichment | ABC | 11th | [10 empty] | NMC | 803326 | 21562 | 2422701551 | 21562_2422701551 | Med-Surg Consumable | OXYGEN REGULATOR ACI-4-VST-308 CLICK TYPE PIN INDEX WITH HUMIDIFIER, MASK AND NASAL CANNULA | - | LOCAL | ACI-4-VSY-308 | MAS Medical Surgical Articles & Requisites Trading | - | - | Each | - | 450 | CONSUMABLES | - | - | - | - | ORTHOPAEDICS | - | Medical Equipment and Accessories and Supplies | Orthopedic surgical implants | Orthopedic trauma implants | Bone screw | - | Y | Y | Y | Y | - | - | - | - | - | Y | 460 | - | - | Active | - | - | N | N | - | - | - | - | - | - | - | - | - | - | - | C1713 | C1713 | 44810.5625925926 | [23 empty] | 42271707 Flow sensors or regulators or components |  |  |  |  | Regulator | Oxygen |  |  | CLICK TYPE, PIN INDEX, WITH HUMIDIFIER, MASK AND NASAL CANNULA | [21 empty] | QC Completed
ESI | 006 |  | ABC |  |  |  | ABC | ABC | Data Enrichment | ABC | 11th | [10 empty] | NMC | 803344 | 21597 | 2461800070 | 21597_2461800070 | Med-Surg Consumable | SLIPPERS PATIENT WITHOUT LOGO | - | LOCAL | LOCAL | SALTOM MEDICAL EQUIP. TRADING | - | - | Each | - | 1.1 | CONSUMABLES | - | - | - | - | ORTHOPAEDICS | - | Medical Equipment and Accessories and Supplies | Orthopedic and prosthetic and sports medicine products | Orthopedic softgoods for upper extremity and torso | Cervical collars or neck braces | - | Y | Y | Y | Y | - | - | - | - | - | Y | 60 | - | - | Active | - | - | N | N | - | - | - | - | - | - | - | - | - | - | - | L0170 | L0170 | 44812.7114467593 | [23 empty] | 42131507 Patient slippers or socks |  |  |  |  | Slipper | Patient |  |  | SLIPPERS PATIENT WITHOUT LOGO | [21 empty] | QC Completed
ESI | 006 |  | ABC |  |  |  | ABC | ABC | Data Enrichment | ABC | 11th | [10 empty] | NMC | 803352 | 21612 | 2421800761 | 21612_2421800761 | Med-Surg Consumable | CHART EYE SNELLEN FAR VISION PLASTIC | - | LOCAL | LOCAL | ALL CARE MEDICAL SUPPLIES L.L.C | - | - | Each | - | 90 | CONSUMABLES | - | - | - | - | OPERATION THEATRE | - | Medical Equipment and Accessories and Supplies | Wound care products | Suture and related products | Suture | - | Y | Y | Y | Y | - | - | - | - | - | Y | 2250 | - | - | Active | - | - | Y | Y | - | - | - | - | - | - | - | - | - | - | - | A4649 | A4649 | 44816.4108564815 | [23 empty] | 42183001 Eye charts or vision cards |  |  |  |  | Chart | Eye | SNELLEN | PLASTIC | [7 empty] | FAR VISION | [14 empty] | QC Completed
ESI | 006 |  | ABC |  |  |  | ABC | ABC | Data Enrichment | ABC | 11th | [10 empty] | NMC | 803357 | 21631 | 2422400369 | 21631_2422400369 | Med-Surg Consumable | FOOT INSERTS P01EPOD200 10 BC PODIALENE 200 MM BLUE | - | LOCAL | LOCAL | EMIRATES IP COMPANIES REPRESENTATION OWNED BY KHALIFA FAISAL OBAID - SOLE PROPRIETORSHIP L.L.C. | - | - | Each | - | 335.05 | CONSUMABLES | - | - | - | - | ORTHOPAEDICS | - | Medical Equipment and Accessories and Supplies | Orthopedic surgical implants | Hip joint implants | Femoral head | - | Y | Y | Y | Y | - | - | - | - | - | Y | 4753 | - | - | Active | - | - | Y | Y | - | - | - | - | - | - | - | - | - | - | - | C1776 | C1776 | 44817.6415740741 | [23 empty] | 42241706 Orthotics or foot care products |  |  |  |  | INSERT | foot | [5 empty] | 200mm |  |  |  | 10 BC PODIALENE |  |  |  |  | blue | [9 empty] | QC Completed
ESI | 006 |  | ABC |  |  |  | ABC | ABC | Data Enrichment | ABC | 11th | [10 empty] | NMC | 803359 | 21638 | 2421300474 | 21638_2421300474 | Med-Surg Consumable | SHEET BED BLUE/WHITE DISPOSABLE 100's | - | LOCAL | LOCAL | APPLE MED TRADING LLC | - | - | BOX | - | 270 | CONSUMABLES | - | - | - | - | ORTHOPAEDICS | - | Medical Equipment and Accessories and Supplies | Orthopedic surgical implants | Knee joint implants | Knee joint implants | - | Y | Y | Y | Y | - | - | - | - | - | Y | 2070 | - | - | Active | - | - | N | N | - | - | - | - | - | - | - | - | - | - | - | A4649 | A4649 | 44817.7194212963 | [23 empty] | 42132105 Hospital bed sheets or mattress covers |  |  |  |  | Sheet | Bed |  |  | SHEET BED BLUE/WHITE DISPOSABLE 100's | [21 empty] | QC Completed
ESI | 006 |  | ABC |  |  |  | ABC | ABC | Data Enrichment | ABC | 11th | [10 empty] | NMC | 803360 | 21641 | 2422002570 | 21641_2422002570 | Med-Surg Consumable | GEL ULTRASOUND 250ML | - | LOCAL | LOCAL | A M D MEDICAL SUPPLIES L.L.C | - | - | Each | - | 1.85 | CONSUMABLES | - | - | - | - | INSTRUMENT | - | NMC-Default | Na | NA | NA | - | Y | Y | Y | Y | - | - | - | - | - | Y | 675 | - | - | Active | - | - | N | N | - | - | - | - | - | - | - | - | - | - | - | - | - | 44818.4006365741 | [23 empty] | 42201708 Medical ultrasound or doppler or echocardiograph gels or transmission pads or lotions |  |  |  |  | Gel | Ultrasound | [7 empty] | 250ml | [16 empty] | QC Completed
ESI | 006 |  | ABC |  |  |  | ABC | ABC | Data Enrichment | ABC | 11th | [10 empty] | NMC | 803361 | 21643 | 2531300556 | 21643_2531300556 | Med-Surg Consumable | GEL TEETHING GENGIGEL 20ML TUB | - | LOCAL | LOCAL | NMC PHARMACY ,DIP | - | - | Each | - | 38.6 | CONSUMABLES | - | - | - | - | INSTRUMENT | - | NMC-Default | Na | NA | NA | - | Y | Y | Y | Y | - | - | - | - | - | Y | 198 | - | - | Active | - | - | N | N | - | - | - | - | - | - | - | - | - | - | - | - | - | 44818.4043634259 | [23 empty] | 42151505 Tooth etching supplies |  |  |  |  | Gel | Dental | [7 empty] | 20ml |  | TEETHING, GENGIGEL, TUB | [14 empty] | QC Completed
ESI | 006 |  | ABC |  |  |  | ABC | ABC | Data Enrichment | ABC | 11th | [10 empty] | NMC | 803381 | 21672 | 2421507106 | 21672_2421507106 | Med-Surg Consumable | SPRAY ORTHODONTIC HURRICAINE ANESTHETIC TOPICAL 58ML | - | LOCAL | LOCAL | SCORPIOS INTERNATIONAL LLC | - | - | Each | - | 65 | CONSUMABLES | - | - | - | - | DERMATOLOGY/COSMETIC ITEMS | - | Drugs and Pharmaceutical Products | Drugs affecting the ears, eye, nose and skin | Dermatologic agents | Dermatologic agents | - | Y | Y | Y | Y | - | - | - | - | - | Y | 70 | - | - | Active | - | - | N | N | - | - | - | - | - | - | - | - | - | - | - | A4649 | A4649 | 44819.5052083333 | [23 empty] | 42151912 Endodontic sprays |  |  |  |  | Spray | Dental |  |  | SPRAY ORTHODONTIC HURRICAINE ANESTHETIC TOPICAL 58ML | [21 empty] | QC Completed
ESI | 006 |  | ABC |  |  |  | ABC | ABC | Data Enrichment | ABC | 11th | [10 empty] | NMC | 803394 | 21690 | 2422701553 | 21690_2422701553 | Med-Surg Consumable | TROLLEY CYLINDER FOR ACI-4.5L-111 | - | LOCAL | LOCAL | MAS Medical Surgical Articles & Requisites Trading | - | - | Each | - | 350 | CONSUMABLES | - | - | - | - | DENTAL | - | Medical Equipment and Accessories and Supplies | Dental equipment and supplies | Dental and subspecialty instruments and devices | Dental restorative kits | - | Y | Y | Y | Y | - | - | - | - | - | Y | 150 | - | - | Active | - | - | N | N | - | - | - | - | - | - | - | - | - | - | - | A4649 | A4649 | 44819.6519097222 | [23 empty] | 42192201 Patient transport trolleys |  |  |  |  | Trolley | Medical |  |  | TROLLEY CYLINDER FOR ACI-4.5L-111 | [21 empty] | QC Completed
ESI | 006 |  | ABC |  |  |  | ABC | ABC | Data Enrichment | ABC | 11th | [10 empty] | NMC | 803406 | 21715 | 2521200056 | 21715_2521200056 | Med-Surg Consumable | WASHCLOTH DOMESTIC L60 CM X W30 CM LOCAL J GREEN | - | LOCAL | LOCAL | GLOBEMED CARE L.L.C | - | - | Each | - | 0.16 | CONSUMABLES | - | - | - | - | ORTHOPAEDICS | - | Medical Equipment and Accessories and Supplies | Orthopedic surgical implants | Spinal implants | Spinal implants | - | Y | Y | Y | Y | - | - | - | - | - | Y | 6500 | - | - | Active | - | - | N | N | - | - | - | - | - | - | - | - | - | - | - | C1713 | C1713 | 44823.624525463 | [23 empty] | 52121703 Wash cloths |  |  |  |  | Cloth | Wash | [5 empty] | 60X30CM |  |  |  | DOMESTIC |  |  |  |  | green | [9 empty] | QC Completed
ESI | 006 |  | ABC |  |  |  | ABC | ABC | Data Enrichment | ABC | 11th | [10 empty] | NMC | 803409 | 21718 | 2411200535 | 21718_2411200535 | Med-Surg Consumable | JAR OINMENT 100 ML GRADUATED | - | LOCAL | LOCAL | PHARMA LAND MEDICAL EQUIPMENT TRADING L.L.C | - | - | Each | - | 11.5 | CONSUMABLES | - | - | - | - | DERMATOLOGY/COSMETIC ITEMS | - | Medical Equipment and Accessories and Supplies | Surgical products | Surgical support supplies | Surgical support supplies | - | Y | Y | Y | Y | - | - | - | - | - | Y | 240 | - | - | Active | - | - | N | N | - | - | - | - | - | - | - | - | - | - | - | A4649 | A4649 | 44824.4174884259 | [23 empty] | 42181546 Apothecary or dressing containers or jars |  |  |  |  | Jar | Ointment | [7 empty] | 100ml |  | GRADUATED | [14 empty] | QC Completed
ESI | 006 |  | ABC |  |  |  | ABC | ABC | Data Enrichment | ABC | 11th | [10 empty] | NMC | 803421 | 21737 | 2422908948 | 21737_2422908948 | Med-Surg Consumable | SURGICAL PROCEDURE CESAREAN C-SECTION LOCAL | - | LOCAL | LOCAL | NAYEL MEDICAL EQUIPMENTS EST | - | - | SET | - | 65 | CONSUMABLES | - | - | - | - | ORTHOPAEDICS | - | Medical Equipment and Accessories and Supplies | Orthopedic surgical implants | Spinal implants | Spinal interbody cage | - | Y | Y | Y | Y | - | - | - | - | - | Y | 8550 | - | - | Active | - | - | N | N | - | - | - | - | - | - | - | - | - | - | - | C1776 | C1776 | 44825.3915509259 | [23 empty] | 42295414 Surgical specialty procedure packs |  |  |  |  | Pack | Surgical Procedure | [9 empty] | CESAREAN C-SECTION LOCAL | [14 empty] | QC Completed
ESI | 006 |  | ABC |  |  |  | ABC | ABC | Data Enrichment | ABC | 11th | [10 empty] | NMC | 803423 | 21739 | 2471300121 | 21739_2471300121 | Med-Surg Consumable | WIPE CLEANING SAFEBATH ADULT 64's | - | LOCAL | LOCAL | AL JAWAHIR MEDICAL SUPPLIES LLC | - | - | BOX | - | 7.75 | CONSUMABLES | - | - | - | - | DENTAL | - | Medical Equipment and Accessories and Supplies | Dental equipment and supplies | Dental materials | Synthetic polymer teeth | - | Y | Y | Y | Y | - | - | - | - | - | Y | 35 | - | - | Active | - | - | N | N | - | - | - | - | - | - | - | - | - | - | - | A4649 | A4649 | 44825.4527430556 | [23 empty] | 47131502 Cleaning cloths or wipes |  |  |  |  | Wipe | Cleaning |  |  | WIPE CLEANING SAFEBATH ADULT 64's | [21 empty] | QC Completed
ESI | 006 |  | ABC |  |  |  | ABC | ABC | Data Enrichment | ABC | 11th | [10 empty] | NMC | 803424 | 21740 | 2421801104 | 21740_2421801104 | Med-Surg Consumable | EARTIP INSERT LOMAR 2.5 MM BLACK DISPOSABLE 250's | - | LOCAL | LOCAL | AL MAQAM MEDICAL SUPPLIES | - | - | BOX | - | 48 | CONSUMABLES | - | - | - | - | DENTAL | - | Medical Equipment and Accessories and Supplies | Dental equipment and supplies | Dental materials | Synthetic polymer teeth | - | Y | Y | Y | Y | - | - | - | - | - | Y | 35 | - | - | Active | - | - | N | N | - | - | - | - | - | - | - | - | - | - | - | A4649 | A4649 | 44825.4560416667 | [23 empty] | 42204004 Medical radiological shielding ear plugs |  |  |  |  | INSERT | EARTip | LOMAR |  |  |  |  | 2.5mm | [7 empty] | DISPOSABLE | black | [9 empty] | QC Completed
ESI | 006 |  | ABC |  |  |  | ABC | ABC | Data Enrichment | ABC | 11th | [10 empty] | NMC | 803425 | 21741 | 2421801105 | 21741_2421801105 | Med-Surg Consumable | EARTIP INSERT LOMAR 4.0 MM BLACK DISPOSABLE 250's | - | LOCAL | LOCAL | AL MAQAM MEDICAL SUPPLIES | - | - | BOX | - | 48 | CONSUMABLES | - | - | - | - | DENTAL | - | Medical Equipment and Accessories and Supplies | Dental equipment and supplies | Dental materials | Synthetic polymer teeth | - | Y | Y | Y | Y | - | - | - | - | - | Y | 65 | - | - | Active | - | - | N | N | - | - | - | - | - | - | - | - | - | - | - | A4649 | A4649 | 44825.4591782407 | [23 empty] | 42204004 Medical radiological shielding ear plugs |  |  |  |  | INSERT | EARTip | LOMAR |  |  |  |  | 4mm | [7 empty] | DISPOSABLE | black | [9 empty] | QC Completed
ESI | 006 |  | ABC |  |  |  | ABC | ABC | Data Enrichment | ABC | 11th | [10 empty] | NMC | 803435 | 21754 | 2461800340 | 21754_2461800340 | Med-Surg Consumable | SLIPPERS PATIENT WHITE VELVET ANTI SKID WITHOUT LOGO L29 CM | - | LOCAL | LOCAL | VIVA EOS GENERAL TRADING LLC | - | - | Each | - | 1.7 | CONSUMABLES | - | - | - | - | ORTHOPAEDICS | - | Medical Equipment and Accessories and Supplies | Orthopedic surgical implants | Orthopedic trauma implants | Bone screw | - | Y | Y | Y | Y | - | - | - | - | - | Y | 1154.4 | - | - | Active | - | - | N | N | - | - | - | - | - | - | - | - | - | - | - | C1713 | C1713 | 44826.4478472222 | [23 empty] | 42131507 Patient slippers or socks |  |  |  |  | Slipper | Patient |  |  | SLIPPERS PATIENT WHITE VELVET ANTI SKID WITHOUT LOGO L29 CM | [21 empty] | QC Completed
ESI | 006 |  | ABC |  |  |  | ABC | ABC | Data Enrichment | ABC | 11th | [10 empty] | NMC | 803496 | 22657 | 2422902978 | 22657_2422902978 | Med-Surg Consumable | SPREADER ENDOSCOPIC 15 L25 MM | - | MANI | MANI | AL ARABIA MEDICAL SURGICAL EQUIPMENT TRADING LLC. | - | - | BOX | - | 15 | CONSUMABLES | - | - | - | - | ORTHOPAEDICS | - | Medical Equipment and Accessories and Supplies | Orthopedic surgical implants | Orthopedic trauma implants | Bone screw | - | Y | Y | Y | Y | - | - | - | - | - | Y | 88.5 | - | - | Active | - | - | N | N | - | - | - | - | - | - | - | - | - | - | - | C1713 | C1713 | 44946.4920833333 | [23 empty] | 42151656 Dental spreaders |  |  |  |  | Spreader | Dental |  |  | SPREADER ENDOSCOPIC 15 L25 MM | [21 empty] | QC Completed
ESI | 006 |  | ABC |  |  |  | ABC | ABC | Data Enrichment | ABC | 11th | [10 empty] | NMC | 803501 | 22665 | 2422905955 | 22665_2422905955 | Med-Surg Consumable | SPREADER ENDODONTIC SIZE 15 L21 MM 6's | - | MANI | MANI | AL ARABIA MEDICAL SURGICAL EQUIPMENT TRADING LLC. | - | - | BOX | - | 20 | CONSUMABLES | - | - | - | - | CATHLAB | - | Medical Equipment and Accessories and Supplies | Medical diagnostic imaging and nuclear medicine products | Vascular imaging and interventional cardiology and cardiac catheterization lab products | Angioplasty balloon catheter | - | Y | Y | Y | Y | - | - | - | - | - | Y | 5250 | - | - | Active | - | - | Y | Y | - | - | - | - | - | - | - | - | - | - | - | C1725 | C1725 | 44949.7000925926 | [23 empty] | 42151656 Dental spreaders |  |  |  |  | Spreader | Dental |  |  | SPREADER ENDODONTIC SIZE 15 L21 MM 6's | [21 empty] | QC Completed
ESI | 006 |  | ABC |  |  |  | ABC | ABC | Data Enrichment | ABC | 11th | [10 empty] | NMC | 803502 | 22666 | 2422906842 | 22666_2422906842 | Med-Surg Consumable | SPREADER ENDOSCOPIC SIZE 15-40 L25 MM 6's | - | MANI | MANI | FLORANCA MEDICAL EQUIP. TR. LLC | - | - | BOX | - | 25 | CONSUMABLES | - | - | - | - | GENERAL MEDICAL CONSUMABLES | - | Medical Equipment and Accessories and Supplies | Patient exam and monitoring products | Electrocardiography EKG units and related products | Electrocardiography EKG electrode patch | - | Y | Y | Y | Y | - | - | - | - | - | Y | 250 | - | - | Active | - | - | Y | Y | - | - | - | - | - | - | - | - | - | - | - | A4556 | A4556 | 44950.3822569444 | [23 empty] | 42151656 Dental spreaders |  |  |  |  | Spreader | Dental |  |  | SPREADER ENDOSCOPIC SIZE 15-40 L25 MM 6's | [21 empty] | QC Completed
ESI | 006 |  | ABC |  |  |  | ABC | ABC | Data Enrichment | ABC | 11th | [10 empty] | NMC | 803503 | 22667 | 2421506694 | 22667_2421506694 | Med-Surg Consumable | SPREADER ENDODONTIC SIZE 20 L21 MM MANI 6's | - | MANI | MANI | AL ARABIA MEDICAL SURGICAL EQUIPMENT TRADING LLC. | - | - | PKT | - | 15 | CONSUMABLES | - | - | - | - | OPERATION THEATRE | - | Medical Equipment and Accessories and Supplies | Surgical products | Surgical support supplies | Surgical support supplies | - | Y | Y | Y | Y | - | - | - | - | - | Y | 20000 | - | - | Active | - | - | N | N | - | - | - | - | - | - | - | - | - | - | - | A4649 | A4649 | 44950.3925 | [23 empty] | 42151656 Dental spreaders |  |  |  |  | Spreader | Dental |  |  | SPREADER ENDODONTIC SIZE 20 L21 MM MANI 6's | [21 empty] | QC Completed
ESI | 006 |  | ABC |  |  |  | ABC | ABC | Data Enrichment | ABC | 11th | [10 empty] | NMC | 803504 | 22668 | 2422920922 | 22668_2422920922 | Med-Surg Consumable | H FILES 25MM NO.15 ( 6/PKT) MFR: MANI -JAPAN | - | MANI | MANI | SCORPIOS INTERNATIONAL LLC | - | - | Each | - | 2.5 | CONSUMABLES | - | - | - | - | OPERATION THEATRE | - | Medical Equipment and Accessories and Supplies | Surgical products | Endoscopic instruments and supplies and accessories and related products | Endoscopic shaver blade or accessories | - | Y | Y | Y | Y | - | - | - | - | - | Y | 2164.5 | - | - | Active | - | - | N | N | - | - | - | - | - | - | - | - | - | - | - | A4649 | A4649 | 44950.4537037037 | [23 empty] | 42151620 Dental files or rasps |  |  |  |  | File | Dental | [5 empty] | 25mm |  |  |  | H type, NO.15 | [14 empty] | QC Completed
ESI | 006 |  | ABC |  |  |  | ABC | ABC | Data Enrichment | ABC | 11th | [10 empty] | NMC | 803505 | 22669 | 2422920923 | 22669_2422920923 | Med-Surg Consumable | H FILES 25MM NO.20( 6/PKT) MFR: MANI -JAPAN | - | MANI | MANI | SCORPIOS INTERNATIONAL LLC | - | - | Each | - | 14.25 | CONSUMABLES | - | - | - | - | OPERATION THEATRE | - | Medical Equipment and Accessories and Supplies | Orthopedic surgical implants | Orthopedic trauma implants | Orthopedic trauma implants | - | Y | Y | Y | Y | - | - | - | - | - | Y | 1620.9 | - | - | Active | - | - | N | N | - | - | - | - | - | - | - | - | - | - | - | C1776 | C1776 | 44950.4559375 | [23 empty] | 42151620 Dental files or rasps |  |  |  |  | File | Dental | [5 empty] | 25mm |  |  |  | H type, NO.20 | [14 empty] | QC Completed
ESI | 006 |  | ABC |  |  |  | ABC | ABC | Data Enrichment | ABC | 11th | [10 empty] | NMC | 803507 | 22671 | 2422921611 | 22671_2422921611 | Med-Surg Consumable | H FILES 25MM NO. 8 ( 6/PKT) MFR: MANI -JAPAN | - | MANI | MANI | SCORPIOS INTERNATIONAL LLC | - | - | Each | - | 2.5 | CONSUMABLES | - | - | - | - | LABORATORY | - | Laboratory and Measuring and Observing and Testing Equipment | Measuring and observing and testing instruments | Manual test kits and quality controls and calibrators and standards | Chemistry quality controls or calibrators or standards | - | Y | Y | Y | Y | - | - | - | - | - | Y | 0 | - | - | Active | - | - | Y | Y | - | - | - | - | - | - | - | - | - | - | - | A4649 | A4649 | 44950.5071759259 | [23 empty] | 42151620 Dental files or rasps |  |  |  |  | File | Dental | [5 empty] | 25mm |  |  |  | H type, NO.8 | [14 empty] | QC Completed
ESI | 006 |  | ABC |  |  |  | ABC | ABC | Data Enrichment | ABC | 11th | [10 empty] | NMC | 803508 | 22672 | 2421507369 | 22672_2421507369 | Med-Surg Consumable | SPREADER ENDODONTIC SIZE 20 L25 MM MANI 6's | - | MANI | MANI | AL ARABIA MEDICAL SURGICAL EQUIPMENT TRADING LLC. | - | - | PKT | - | 15 | CONSUMABLES | - | - | - | - | PICU | - | Medical Equipment and Accessories and Supplies | Respiratory and anesthesia and resuscitation products | Respiratory monitoring products | End tidal carbon dioxide monitors or supplies | - | Y | Y | Y | Y | - | - | - | - | - | Y | 690 | - | - | Active | - | - | N | N | - | - | - | - | - | - | - | - | - | - | - | A4649 | A4649 | 44950.6405092593 | [23 empty] | 42151656 Dental spreaders |  |  |  |  | Spreader | Dental |  |  | SPREADER ENDODONTIC SIZE 20 L25 MM MANI 6's | [21 empty] | QC Completed
ESI | 006 |  | ABC |  |  |  | ABC | ABC | Data Enrichment | ABC | 11th | [10 empty] | NMC | 803525 | 22891 | 2422701369 | 22891_2422701369 | Med-Surg Consumable | TRAP WATER 6522747 DRYLINE A KMG2000 10's | - | MAQUET | 6522747 | MODERN PHARMACEUTICAL CO. | - | - | BOX | - | 2100 | CONSUMABLES | - | - | - | - | ANESTHESIA & RESPIRATORY | - | Medical Equipment and Accessories and Supplies | Respiratory and anesthesia and resuscitation products | Positive mechanical pressure ventilators and accessories | Continuous positive airway pressure CPAP masks or straps | - | Y | Y | Y | Y | - | - | - | - | - | Y | 965 | - | - | Active | - | - | N | N | - | - | - | - | - | - | - | - | - | - | - | E0601 | E0601 | 44974.6775347222 | [23 empty] | 42272217 Ventilator water traps |  |  |  |  | Trap | Water |  |  | TRAP WATER 6522747 DRYLINE A KMG2000 10's | [21 empty] | QC Completed
ESI | 006 |  | ABC |  |  |  | ABC | ABC | Data Enrichment | ABC | 11th | [10 empty] | NMC | 803529 | 22895 | 2422702254 | 22895_2422702254 | Med-Surg Consumable | TRAP WATER 6889352 DRYLINE 1 DISPOSABLE 10's | - | MAQUET | 6889352 | MODERN PHARMACEUTICAL CO. | - | - | BOX | - | 1800 | CONSUMABLES | - | - | - | - | LABORATORY | - | Laboratory and Measuring and Observing and Testing Equipment | Laboratory supplies and fixtures | Pipettes and liquid handling equipment and supplies | Pipetter inserts or accessories | - | Y | Y | Y | Y | - | - | - | - | - | Y | 1053 | - | - | Active | - | - | N | N | - | - | - | - | - | - | - | - | - | - | - | A4649 | A4649 | 44974.723900463 | [23 empty] | 42272217 Ventilator water traps |  |  |  |  | Trap | Water |  |  | TRAP WATER 6889352 DRYLINE 1 DISPOSABLE 10's | [21 empty] | QC Completed
ESI | 006 |  | ABC |  |  |  | ABC | ABC | Data Enrichment | ABC | 11th | [10 empty] | NMC | 803530 | 22896 | 2421402190 | 22896_2421402190 | Med-Surg Consumable | CHEST DRAINAGE 2012-320 ATRIUM OCEAN WET SUCTION WATER SEAL INFANT/ PEDIATRIC 1/4 IN TUBING CONNECTORS, SUCTION CONTROL STOPCOCK AND CLAMP 6's | - | MAQUET | 2012-320 | ALPHAMED CO. (ABU DHABI) LTD. | - | - | BOX | - | 2200 | CONSUMABLES | - | - | - | - | OPERATION THEATRE | - | Medical Equipment and Accessories and Supplies | Orthopedic surgical implants | Orthopedic trauma implants | Orthopedic trauma implants | - | Y | Y | Y | Y | - | - | - | - | - | Y | 4200 | - | - | Active | - | - | N | N | - | - | - | - | - | - | - | - | - | - | - | C1762 | C1762 | 44977.4753356481 | [23 empty] | 42295453 Surgical drains or drain sets |  |  |  |  | Drainage | Wound |  | INFANT, PEDIATRIC |  |  |  |  | 1/4in |  |  |  | CHEST, ATRIUM OCEAN, WET SUCTION, WATER SEAL, TUBING CONNECTOR, SUCTION CONTROL STOPCOCK, CLAMP | [13 empty] | QC Completed
ESI | 006 |  | ABC |  |  |  | ABC | ABC | Data Enrichment | ABC | 11th | [10 empty] | NMC | 803545 | 22912 | 2421506681 | 22912_2421506681 | Med-Surg Consumable | CASE RETAINER BOX MQ SCENTED 10's | - | MAQUIRA | MAQUIRA | ALIF MEDICAL SUPPLIES LLC | - | - | PKT | - | 45 | CONSUMABLES | - | - | - | - | ORTHOPAEDICS | - | Medical Equipment and Accessories and Supplies | Orthopedic surgical implants | Orthopedic trauma implants | Bone plate | - | Y | Y | Y | Y | - | - | - | - | - | Y | 2885.25 | - | - | Active | - | - | N | N | - | - | - | - | - | - | - | - | - | - | - | C1713 | C1713 | 44978.6225578704 | [23 empty] | 42152714 Orthodontic retainer cases |  |  |  |  | Case | Retainer | [9 empty] | BOX MQ, SCENTED | [14 empty] | QC Completed
ESI | 006 |  | ABC |  |  |  | ABC | ABC | Data Enrichment | ABC | 11th | [10 empty] | NMC | 803560 | 22928 | 2421502116 | 22928_2421502116 | Med-Surg Consumable | SPRAY COLD ENDO ICE 200ML | - | MAQUIRA | MAQVIRA | AL ARABIA MEDICAL SURGICAL EQUIPMENT TRADING LLC. | - | - | Each | - | 60 | CONSUMABLES | - | - | - | - | INSTRUMENT | - | NMC-Default | Na | NA | NA | - | Y | Y | Y | Y | - | - | - | - | - | Y | 252 | - | - | Active | - | - | N | N | - | - | - | - | - | - | - | - | - | - | - | - | - | 44979.6722685185 | [23 empty] | 42151912 Endodontic sprays |  |  |  |  | Spray | Dental |  |  | SPRAY COLD ENDO ICE 200ML | [21 empty] | QC Completed
ESI | 006 |  | ABC |  |  |  | ABC | ABC | Data Enrichment | ABC | 11th | [10 empty] | NMC | 803564 | 22937 | 2421401256 | 22937_2421401256 | Med-Surg Consumable | NEEDLE BIOPSY CH-22-28 CHIBA OD22 GA X L28 CM STAINLESS STEEL PART BEVEL TIP | - | MARFLOW | CH-22-28 | PHOENIX MEDICINES LLC. | - | - | Each | - | 121.5 | CONSUMABLES | - | - | - | - | OPERATION THEATRE | - | Medical Equipment and Accessories and Supplies | Surgical products | Endoscopic instruments and supplies and accessories and related products | Endoscopic tissue or specimen removing devices or accessories | - | Y | Y | Y | Y | - | - | - | - | - | Y | 1825 | - | - | Active | - | - | N | N | - | - | - | - | - | - | - | - | - | - | - | A4649 | A4649 | 44980.4258564815 | [23 empty] | 42142504 Biopsy needles |  |  |  |  | Needle | Biopsy |  | STAINLESS STEEL |  |  |  | 22GAX28CM |  |  |  | CHIBA, PART BEVEL TIP | [14 empty] | QC Completed
ESI | 006 |  | ABC |  |  |  | ABC | ABC | Data Enrichment | ABC | 11th | [10 empty] | NMC | 803588 | 22997 | 2423100694 | 22997_2423100694 | Med-Surg Consumable | SPONGE ABSORBABLE 548030-2 CUTANPLAST ANAL L80 MM X W30 MM HAEMOSTATIC STERILE | - | MASCIA BRUNELLI | 548030-2 | PHOENIX MEDICINES LLC. | - | - | Each | - | 44 | CONSUMABLES | - | - | - | - | DERMATOLOGY/COSMETIC ITEMS | - | Medical Equipment and Accessories and Supplies | Patient care and treatment products and supplies | Ear nose and throat ENT treatment products and accessories | Otological instruments or accessories | - | Y | Y | Y | Y | - | - | - | - | - | Y | 478 | - | - | Active | - | - | N | N | - | - | - | - | - | - | - | - | - | - | - | A4649 | A4649 | 44986.5843865741 | [23 empty] | 42311606 Topical hemostatic agents |  |  |  |  | Sponge | Absorbable |  |  | SPONGE ABSORBABLE 548030-2 CUTANPLAST ANAL L80 MM X W30 MM HAEMOSTATIC STERILE | [21 empty] | QC Completed
ESI | 006 |  | ABC |  |  |  | ABC | ABC | Data Enrichment | ABC | 11th | [10 empty] | NMC | 803589 | 22998 | 2423102453 | 22998_2423102453 | Med-Surg Consumable | SPONGE ABSORBABLE CUTANPLAST HEMOCOLLAGEN 50's | - | MASCIA BRUNELLI | Mascia Brunelli | HONEST HANDS MEDICAL EQUIPMENT TRADING | - | - | BOX | - | 110 | CONSUMABLES | - | - | - | - | CATHLAB | - | Medical Equipment and Accessories and Supplies | Medical diagnostic imaging and nuclear medicine products | Vascular imaging and interventional cardiology and cardiac catheterization lab products | Diagnostic or interventional vascular catheters or sets | - | Y | Y | Y | Y | - | - | - | - | - | Y | 525 | - | - | Active | - | - | Y | Y | - | - | - | - | - | - | - | - | - | - | - | C1726 | C1726 | 44986.6215856482 | [23 empty] | 42311606 Topical hemostatic agents |  |  |  |  | Sponge | Absorbable |  |  | SPONGE ABSORBABLE CUTANPLAST HEMOCOLLAGEN 50's | [21 empty] | QC Completed
ESI | 006 |  | ABC |  |  |  | ABC | ABC | Data Enrichment | ABC | 11th | [10 empty] | NMC | 803590 | 23000 | 2421800972 | 23000_2421800972 | Med-Surg Consumable | SENSOR OXIMETER 3756 MASIMO 03 REGIONAL CEREBRAL OXIMETRY ADULT SINGLE USE | - | MASIMO | 3756 | EMIRATES TECHNOLOGY COMPANY | - | - | Each | - | 250 | CONSUMABLES | - | - | - | - | ORTHOPEDIC | - | Medical Equipment and Accessories and Supplies | Orthopedic surgical implants | Orthopedic trauma implants | Bone screw | - | Y | Y | Y | Y | - | - | - | - | - | Y | 75 | - | - | Active | - | - | N | N | - | - | - | - | - | - | - | - | - | - | - | C1713 | C1713 | 44986.6423032407 | [23 empty] | 42181803 Pulse oximeter probes or sensors |  |  |  |  | Sensor | Oximeter |  |  | SENSOR OXIMETER 3756 MASIMO 03 REGIONAL CEREBRAL OXIMETRY ADULT SINGLE USE | [21 empty] | QC Completed
ESI | 006 |  | ABC |  |  |  | ABC | ABC | Data Enrichment | ABC | 11th | [10 empty] | NMC | 803591 | 23001 | 2421800939 | 23001_2421800939 | Med-Surg Consumable | SENSOR OXIMETER 4003 SPO2 RD SET NEO MASIMO ADULT DISPOSABLE 20's | - | MASIMO | 4003 | EMIRATES TECHNOLOGY COMPANY | - | - | BOX | - | 900 | CONSUMABLES | - | - | - | - | DENTAL | - | Medical Equipment and Accessories and Supplies | Dental equipment and supplies | Dental and subspecialty instruments and devices | Dental files or rasps | - | Y | Y | Y | Y | - | - | - | - | - | Y | 124.2 | - | - | Active | - | - | N | N | - | - | - | - | - | - | - | - | - | - | - | A4649 | A4649 | 44986.6524652778 | [23 empty] | 42181803 Pulse oximeter probes or sensors |  |  |  |  | Sensor | Oximeter |  |  | SENSOR OXIMETER 4003 SPO2 RD SET NEO MASIMO ADULT DISPOSABLE 20's | [21 empty] | QC Completed
ESI | 006 |  | ABC |  |  |  | ABC | ABC | Data Enrichment | ABC | 11th | [10 empty] | NMC | 803592 | 23002 | 2421801079 | 23002_2421801079 | Med-Surg Consumable | SENSOR OXIMETER 4028 RAINBOW RD SET 2 MASIMO SPO2, SPHB, SPMET INFANT DISPOSABLE 10's | - | MASIMO | 4028 | EMIRATES TECHNOLOGY COMPANY | - | - | BOX | - | 2400 | CONSUMABLES | - | - | - | - | DENTAL | - | Medical Equipment and Accessories and Supplies | Dental equipment and supplies | Dental and subspecialty instruments and devices | Dental files or rasps | - | Y | Y | Y | Y | - | - | - | - | - | Y | 124.2 | - | - | Active | - | - | N | N | - | - | - | - | - | - | - | - | - | - | - | A4649 | A4649 | 44986.6543634259 | [23 empty] | 42181803 Pulse oximeter probes or sensors |  |  |  |  | Sensor | Oximeter |  |  | SENSOR OXIMETER 4028 RAINBOW RD SET 2 MASIMO SPO2, SPHB, SPMET INFANT DISPOSABLE 10's | [21 empty] | QC Completed
ESI | 006 |  | ABC |  |  |  | ABC | ABC | Data Enrichment | ABC | 11th | [10 empty] | NMC | 803593 | 23003 | 2421800973 | 23003_2421800973 | Med-Surg Consumable | CABLE SENSOR OXIMETER 4298 MASIMO SEDLINE EEG DISPOSABLE | - | MASIMO | 4298 | EMIRATES TECHNOLOGY COMPANY | - | - | Each | - | 75 | CONSUMABLES | - | - | - | - | DENTAL | - | Medical Equipment and Accessories and Supplies | Dental equipment and supplies | Dental and subspecialty instruments and devices | Dental files or rasps | - | Y | Y | Y | Y | - | - | - | - | - | Y | 124.2 | - | - | Active | - | - | N | N | - | - | - | - | - | - | - | - | - | - | - | A4649 | A4649 | 44986.6560532407 | [23 empty] | 42181804 Pulse oximeter probe or sensor accessories |  |  |  |  | Cable | Sensor | [9 empty] | OXIMETER, SEDLINE EEG |  |  |  | DISPOSABLE | [10 empty] | QC Completed
ESI | 006 |  | ABC |  |  |  | ABC | ABC | Data Enrichment | ABC | 11th | [10 empty] | NMC | 803597 | 23063 | 2422300155 | 23063_2422300155 | Med-Surg Consumable | NIPPLE FEEDING BOTTLE MEP03 SILICONE TEAT MEDIUM SLOW FLOW PINK 140's | - | MATERNI | MEP03 | RELICOR DRUG STORE L.L.C | - | - | BOX | - | 280 | CONSUMABLES | - | - | - | - | OPHTHALMOLOGY | - | Medical Equipment and Accessories and Supplies | Surgical products | Surgical implants and expanders and extenders and surgical wires and related products | Intraocular lens IOL | - | Y | Y | Y | Y | - | - | - | - | - | Y | 1980 | - | - | Active | - | - | Y | Y | - | - | - | - | - | - | - | - | - | - | - | C1780 | C1780 | 44992.4609375 | [23 empty] | 42231808 Feeding bottles |  |  |  |  | Bottle | Feeding | [9 empty] | NIPPLE, SILICONE TEAT, MEDIUM SLOW FLOW |  |  |  |  | PINK | [9 empty] | QC Completed
ESI | 006 |  | ABC |  |  |  | ABC | ABC | Data Enrichment | ABC | 11th | [10 empty] | NMC | 803598 | 23064 | 2422300156 | 23064_2422300156 | Med-Surg Consumable | NIPPLE FEEDING BOTTLE MEP04 SILICONE TEAT MEDIUM FAST FLOW WHITE 140's | - | MATERNI | MEP04 | RELICOR DRUG STORE L.L.C | - | - | BOX | - | 280 | CONSUMABLES | - | - | - | - | OPERATION THEATRE | - | Medical Equipment and Accessories and Supplies | Patient care and treatment products and supplies | Injection and aspiration needles and accessories | Spinal anesthesia kit or tray | - | Y | Y | Y | Y | - | - | - | - | - | Y | 199 | - | - | Active | - | - | Y | Y | - | - | - | - | - | - | - | - | - | - | - | A4215 | A4215 | 44992.4669444444 | [23 empty] | 42231808 Feeding bottles |  |  |  |  | Bottle | Feeding | [9 empty] | NIPPLE, SILICONE TEAT, MEDIUM FAST FLOw |  |  |  |  | white | [9 empty] | QC Completed
ESI | 006 |  | ABC |  |  |  | ABC | ABC | Data Enrichment | ABC | 11th | [10 empty] | NMC | 803599 | 23065 | 2422300101 | 23065_2422300101 | Med-Surg Consumable | BOTTLE FEEDING MEPA0107 STERILIZED 80 ML WITH SCREW CAP | - | MATERNI | MEPA0106 | RELICOR DRUG STORE L.L.C | - | - | Each | - | 1.6 | CONSUMABLES | - | - | - | - | INSTRUMENT | - | NMC-Default | Na | NA | NA | - | Y | Y | Y | Y | - | - | - | - | - | Y | 286 | - | - | Active | - | - | N | N | - | - | - | - | - | - | - | - | - | - | - | - | - | 44992.4700462963 | [23 empty] | 42231808 Feeding bottles |  |  |  |  | Bottle | Feeding | [7 empty] | 80ml |  | STERILIZED, WITH SCREW CAP | [14 empty] | QC Completed
ESI | 006 |  | ABC |  |  |  | ABC | ABC | Data Enrichment | ABC | 11th | [10 empty] | NMC | 803608 | 23078 | 2531300932 | 23078_2531300932 | Med-Surg Consumable | TREATMENT HAIR ASCE+SCAP CARE FOR HAIR FALL, HAIR THINNING, ALOPACEA, POST HAIR TRANSPLANT 5ML X 5 VIALS | - | MAYPHARM | MAYPHARM | Aesthetix Mid East Medical Supplies L.L.C | - | - | BOX | - | 2250 | CONSUMABLES | - | - | - | - | OPHTHALMOLOGY | - | Medical Equipment and Accessories and Supplies | Surgical products | Surgical suction and irrigation cannulas and tips and stylets and related products | Surgical irrigation or suction handpiece or cannula or tip | - | Y | Y | Y | Y | - | - | - | - | - | Y | 480 | - | - | Active | - | - | N | N | - | - | - | - | - | - | - | - | - | - | - | A4649 | A4649 | 44994.3666087963 | [23 empty] | 53131602 Hair care supplies |  |  |  |  | treatment | hair |  |  | TREATMENT HAIR ASCE+SCAP CARE FOR HAIR FALL, HAIR THINNING, ALOPACEA, POST HAIR TRANSPLANT 5ML X 5 VIALS | [21 empty] | QC Completed
ESI | 006 |  | ABC |  |  |  | ABC | ABC | Data Enrichment | ABC | 11th | [10 empty] | NMC | 803610 | 23080 | 2531301007 | 23080_2531301007 | Med-Surg Consumable | TREATMENT MESOTHERAPY BTX DAME MC COSMETICS 5 X 10ML | - | MC COSMETICS | BTX DAME | ALLURE COSMODERMA PERUMES AND COSMETICS TRADING | - | - | BOX | - | 650 | CONSUMABLES | - | - | - | - | ENDOSCOPY | - | Medical Equipment and Accessories and Supplies | Surgical products | Endoscopic instruments and supplies and accessories and related products | Endoscopic clamp or dissector or grasper or forceps | - | Y | Y | Y | Y | - | - | - | - | - | Y | 1200 | - | - | Active | - | - | N | N | - | - | - | - | - | - | - | - | - | - | - | A4649 | A4649 | 44994.3829282407 | [23 empty] | 53131613 Facial care products |  |  |  |  | treatment | mesotherapy |  |  | BTX DAME MC COSMETICS 5 X 10ML | [21 empty] | QC Completed
ESI | 006 |  | ABC |  |  |  | ABC | ABC | Data Enrichment | ABC | 11th | [10 empty] | NMC | 803611 | 23083 | 2512400294 | 23083_2512400294 | Med-Surg Consumable | TREATMENT MESOTHERAPY FUSION MELANO PEEL 10ML X 5VIALS | - | MC COSMETICS | MC COSMETICS | ALLURE COSMODERMA PERUMES AND COSMETICS TRADING | - | - | BOX | - | 907.5 | CONSUMABLES | - | - | - | - | GENERAL MEDICAL CONSUMABLES | - | Medical Equipment and Accessories and Supplies | Respiratory and anesthesia and resuscitation products | Intubation supplies | Laryngoscopes or accessories | - | Y | Y | Y | Y | - | - | - | - | - | Y | 41 | - | - | Active | - | - | N | N | - | - | - | - | - | - | - | - | - | - | - | A4649 | A4649 | 44994.5311342593 | [23 empty] | 53131613 Facial care products |  |  |  |  | treatment | mesotherapy |  |  | FUSION MELANO PEEL 10ML X 5VIALS | [21 empty] | QC Completed
ESI | 006 |  | ABC |  |  |  | ABC | ABC | Data Enrichment | ABC | 11th | [10 empty] | NMC | 803615 | 23089 | 2531300846 | 23089_2531300846 | Med-Surg Consumable | TREATMENT MESOTHERAPY MINIOXIDIL FOR HAIR FALL 5 X 10ML | - | MC COSMETICS | MC COSMETICS | ALLURE COSMODERMA PERUMES AND COSMETICS TRADING | - | - | BOX | - | 850 | CONSUMABLES | - | - | - | - | DENTAL | - | Medical Equipment and Accessories and Supplies | Dental equipment and supplies | Orthodontic and prosthodontic equipment and supplies | Orthodontic and prosthodontic equipment and supplies | - | Y | Y | Y | Y | - | - | - | - | - | Y | 165 | - | - | Active | - | - | N | N | - | - | - | - | - | - | - | - | - | - | - | A4649 | A4649 | 44994.6749652778 | [23 empty] | 53131613 Facial care products |  |  |  |  | treatment | mesotherapy |  |  | MINIOXIDIL FOR HAIR FALL 5 X 10ML | [21 empty] | QC Completed
ESI | 006 |  | ABC |  |  |  | ABC | ABC | Data Enrichment | ABC | 11th | [10 empty] | NMC | 803616 | 23090 | 2531300847 | 23090_2531300847 | Med-Surg Consumable | TREATMENT MESOTHERAPY FENESTERIDE FOR HAIR FALL 5 X 10ML | - | MC COSMETICS | MC COSMETICS | ALLURE COSMODERMA PERUMES AND COSMETICS TRADING | - | - | BOX | - | 850 | CONSUMABLES | - | - | - | - | PEDIATRIC | - | Medical Equipment and Accessories and Supplies | Intravenous and arterial administration products | Intravenous and arterial cannulas and catheters and accessories | Intravenous or arterial cannulas or accessories | - | Y | Y | Y | Y | - | - | - | - | - | Y | 2355 | - | - | Active | - | - | Y | Y | - | - | - | - | - | - | - | - | - | - | - | A4649 | A4649 | 44994.6754050926 | [23 empty] | 53131613 Facial care products |  |  |  |  | treatment | mesotherapy |  |  | FENESTERIDE FOR HAIR FALL 5 X 10ML | [21 empty] | QC Completed
ESI | 006 |  | ABC |  |  |  | ABC | ABC | Data Enrichment | ABC | 11th | [10 empty] | NMC | 803617 | 23091 | 2512400443 | 23091_2512400443 | Med-Surg Consumable | TREATMENT MESOTHERAPY FUSION WHITENING MC COSMETIC 10ML 5's | - | MC COSMETICS | MC COSMETICS | NAQLA INTERNATIONAL DWC-LLC | - | - | BOX | - | 700 | CONSUMABLES | - | - | - | - | DENTAL | - | Medical Equipment and Accessories and Supplies | Dental equipment and supplies | Orthodontic and prosthodontic equipment and supplies | Orthodontic and prosthodontic equipment and supplies | - | Y | Y | Y | Y | - | - | - | - | - | Y | 165 | - | - | Active | - | - | N | N | - | - | - | - | - | - | - | - | - | - | - | A4649 | A4649 | 44994.6765740741 | [23 empty] | 53131613 Facial care products |  |  |  |  | treatment | mesotherapy |  |  | FUSION WHITENING MC COSMETIC 10ML 5's | [21 empty] | QC Completed
ESI | 006 |  | ABC |  |  |  | ABC | ABC | Data Enrichment | ABC | 11th | [10 empty] | NMC | 803618 | 23093 | 2512400549 | 23093_2512400549 | Med-Surg Consumable | TREATMENT MESOTHERAPY AQUASURE H2 PREMIUM S1 SERUM PEEL OFF AND EXFOLIATION 50ML 5's | - | MC COSMETICS | MC COSMETICS | ALLURE COSMODERMA PERUMES AND COSMETICS TRADING | - | - | BOX | - | 650 | CONSUMABLES | - | - | - | - | PEDIATRIC | - | Medical Equipment and Accessories and Supplies | Intravenous and arterial administration products | Intravenous and arterial cannulas and catheters and accessories | Intravenous or arterial cannulas or accessories | - | Y | Y | Y | Y | - | - | - | - | - | Y | 1860 | - | - | Active | - | - | Y | Y | - | - | - | - | - | - | - | - | - | - | - | A4649 | A4649 | 44994.678900463 | [23 empty] | 53131613 Facial care products |  |  |  |  | treatment | mesotherapy |  |  | AQUASURE H2 PREMIUM S1 SERUM PEEL OFF AND EXFOLIATION 50ML 5's | [21 empty] | QC Completed
ESI | 006 |  | ABC |  |  |  | ABC | ABC | Data Enrichment | ABC | 11th | [10 empty] | NMC | 803619 | 23094 | 2512400550 | 23094_2512400550 | Med-Surg Consumable | TREATMENT MESOTHERAPY AQUASURE H2 PREMIUM S2 SERUM PEEL OFF AND SEBUM 50ML 5's | - | MC COSMETICS | MC COSMETICS | ALLURE COSMODERMA PERUMES AND COSMETICS TRADING | - | - | BOX | - | 650 | CONSUMABLES | - | - | - | - | DENTAL | - | Medical Equipment and Accessories and Supplies | Dental equipment and supplies | Orthodontic and prosthodontic equipment and supplies | Orthodontic and prosthodontic equipment and supplies | - | Y | Y | Y | Y | - | - | - | - | - | Y | 530 | - | - | Active | - | - | N | N | - | - | - | - | - | - | - | - | - | - | - | A4649 | A4649 | 44994.6794907407 | [23 empty] | 53131613 Facial care products |  |  |  |  | treatment | mesotherapy |  |  | AQUASURE H2 PREMIUM S2 SERUM PEEL OFF AND SEBUM 50ML 5's | [21 empty] | QC Completed
ESI | 006 |  | ABC |  |  |  | ABC | ABC | Data Enrichment | ABC | 11th | [10 empty] | NMC | 803620 | 23095 | 2512400551 | 23095_2512400551 | Med-Surg Consumable | TREATMENT MESOTHERAPY AQUASURE H2 PREMIUM S3 SERUM NUTRITIONAL MOSTURIZING 50ML 5's | - | MC COSMETICS | MC COSMETICS | ALLURE COSMODERMA PERUMES AND COSMETICS TRADING | - | - | BOX | - | 650 | CONSUMABLES | - | - | - | - | PEDIATRIC | - | Medical Equipment and Accessories and Supplies | Intravenous and arterial administration products | Intravenous and arterial cannulas and catheters and accessories | Intravenous or arterial cannulas or accessories | - | Y | Y | Y | Y | - | - | - | - | - | Y | 1860 | - | - | Active | - | - | Y | Y | - | - | - | - | - | - | - | - | - | - | - | A4649 | A4649 | 44994.6804050926 | [23 empty] | 53131613 Facial care products |  |  |  |  | treatment | mesotherapy |  |  | AQUASURE H2 PREMIUM S3 SERUM NUTRITIONAL MOSTURIZING 50ML 5's | [21 empty] | QC Completed
ESI | 006 |  | ABC |  |  |  | ABC | ABC | Data Enrichment | ABC | 11th | [10 empty] | NMC | 803621 | 23096 | 2512400552 | 23096_2512400552 | Med-Surg Consumable | TREATMENT MESOTHERAPY ANTI AGING FLASH 2ML 10's | - | MC COSMETICS | MC COSMETICS | NAQLA INTERNATIONAL DWC-LLC | - | - | BOX | - | 250 | CONSUMABLES | - | - | - | - | DENTAL | - | Medical Equipment and Accessories and Supplies | Dental equipment and supplies | Orthodontic and prosthodontic equipment and supplies | Orthodontic and prosthodontic equipment and supplies | - | Y | Y | Y | Y | - | - | - | - | - | Y | 530 | - | - | Active | - | - | N | N | - | - | - | - | - | - | - | - | - | - | - | A4649 | A4649 | 44994.681724537 | [23 empty] | 53131613 Facial care products |  |  |  |  | treatment | mesotherapy |  |  | ANTI AGING FLASH 2ML 10's | [21 empty] | QC Completed
ESI | 006 |  | ABC |  |  |  | ABC | ABC | Data Enrichment | ABC | 11th | [10 empty] | NMC | 803622 | 23097 | 2531300999 | 23097_2531300999 | Med-Surg Consumable | TREATMENT HAIR CARE FUSION HAIR MC COSMETICS NY 5 X 10ML | - | MC COSMETICS | MC COSMETICS | ALLURE COSMODERMA PERUMES AND COSMETICS TRADING | - | - | Each | - | 540 | CONSUMABLES | - | - | - | - | PEDIATRIC | - | Medical Equipment and Accessories and Supplies | Intravenous and arterial administration products | Intravenous and arterial cannulas and catheters and accessories | Intravenous or arterial cannulas or accessories | - | Y | Y | Y | Y | - | - | - | - | - | Y | 1860 | - | - | Active | - | - | Y | Y | - | - | - | - | - | - | - | - | - | - | - | A4649 | A4649 | 44994.6821412037 | [23 empty] | 53131602 Hair care supplies |  |  |  |  | treatment | hair |  |  | TREATMENT HAIR CARE FUSION HAIR MC COSMETICS NY 5 X 10ML | [21 empty] | QC Completed
ESI | 006 |  | ABC |  |  |  | ABC | ABC | Data Enrichment | ABC | 11th | [10 empty] | NMC | 803623 | 23098 | 2531301000 | 23098_2531301000 | Med-Surg Consumable | TREATMENT MESOTHERAPY FUSION REPAIR MC COSMETICS 5 X 10ML | - | MC COSMETICS | MC COSMETICS | ALLURE COSMODERMA PERUMES AND COSMETICS TRADING | - | - | Each | - | 540 | CONSUMABLES | - | - | - | - | DENTAL | - | Medical Equipment and Accessories and Supplies | Dental equipment and supplies | Orthodontic and prosthodontic equipment and supplies | Orthodontic and prosthodontic equipment and supplies | - | Y | Y | Y | Y | - | - | - | - | - | Y | 320 | - | - | Active | - | - | N | N | - | - | - | - | - | - | - | - | - | - | - | A4649 | A4649 | 44994.6830671296 | [23 empty] | 53131613 Facial care products |  |  |  |  | treatment | mesotherapy |  |  | FUSION REPAIR MC COSMETICS 5 X 10ML | [21 empty] | QC Completed
ESI | 006 |  | ABC |  |  |  | ABC | ABC | Data Enrichment | ABC | 11th | [10 empty] | NMC | 803625 | 23100 | 2512400497 | 23100_2512400497 | Med-Surg Consumable | TREATMENT MESOTHERAPY MESOPEEL PACK LIFTING MC COSMETICS | - | MC COSMETICS | MCCM | NAQLA INTERNATIONAL DWC-LLC | - | - | Each | - | 1416 | CONSUMABLES | - | - | - | - | OPHTHALMOLOGY | - | Medical Equipment and Accessories and Supplies | Surgical products | Surgical implants and expanders and extenders and surgical wires and related products | Intraocular lens IOL | - | Y | Y | Y | Y | - | - | - | - | - | Y | 500 | - | - | Active | - | - | N | N | - | - | - | - | - | - | - | - | - | - | - | C1780 | C1780 | 44994.7105555556 | [23 empty] | 53131613 Facial care products |  |  |  |  | treatment | mesotherapy |  |  | MESOPEEL PACK LIFTING MC COSMETICS | [21 empty] | QC Completed
ESI | 006 |  | ABC |  |  |  | ABC | ABC | Data Enrichment | ABC | 11th | [10 empty] | NMC | 803626 | 23101 | 2512400498 | 23101_2512400498 | Med-Surg Consumable | TREATMENT MESOTHERAPY MESOPEEL PACK FLASH MC COSMETICS | - | MC COSMETICS | MCCM | NAQLA INTERNATIONAL DWC-LLC | - | - | Each | - | 1416 | CONSUMABLES | - | - | - | - | ORTHOPEDIC | - | Medical Equipment and Accessories and Supplies | Orthopedic surgical implants | Orthopedic trauma implants | Bone plate | - | Y | Y | Y | Y | - | - | - | - | - | Y | 1312 | - | - | Active | - | - | N | N | - | - | - | - | - | - | - | - | - | - | - | C1713 | C1713 | 44994.7197222222 | [23 empty] | 53131613 Facial care products |  |  |  |  | treatment | mesotherapy |  |  | MESOPEEL PACK FLASH MC COSMETICS | [21 empty] | QC Completed
ESI | 006 |  | ABC |  |  |  | ABC | ABC | Data Enrichment | ABC | 11th | [10 empty] | NMC | 803627 | 23102 | 2512400500 | 23102_2512400500 | Med-Surg Consumable | TREATMENT MESOTHERAPY HYALURONIC ACID 2% 5ML X 5 VIALS MC COSMETICS | - | MC COSMETICS | MCCM | NAQLA INTERNATIONAL DWC-LLC | - | - | BOX | - | 700 | CONSUMABLES | - | - | - | - | GENERAL MEDICAL CONSUMABLES | - | Medical Equipment and Accessories and Supplies | Patient exam and monitoring products | Blood pressure units and related products | Blood pressure cuff or bladder | - | Y | Y | Y | Y | - | - | - | - | - | Y | 16 | - | - | Active | - | - | N | N | - | - | - | - | - | - | - | - | - | - | - | A4649 | A4649 | 44995.5106712963 | [23 empty] | 53131613 Facial care products |  |  |  |  | treatment | mesotherapy |  |  | HYALURONIC ACID 2% 5ML X 5 VIALS MC COSMETICS | [21 empty] | QC Completed
ESI | 006 |  | ABC |  |  |  | ABC | ABC | Data Enrichment | ABC | 11th | [10 empty] | NMC | 803628 | 23103 | 2531301008 | 23103_2531301008 | Med-Surg Consumable | TREATMENT MESOTHERAPY PDRN MC COSMETICS 5 X 10ML | - | MC COSMETICS | PDRN | ALLURE COSMODERMA PERUMES AND COSMETICS TRADING | - | - | BOX | - | 745 | CONSUMABLES | - | - | - | - | ANESTHESIA & RESPIRATORY | - | Medical Equipment and Accessories and Supplies | Respiratory and anesthesia and resuscitation products | Airway management products | Tracheostomy tubes | - | Y | Y | Y | Y | - | - | - | - | - | Y | 390 | - | - | Active | - | - | Y | Y | - | - | - | - | - | - | - | - | - | - | - | A4649 | A4649 | 44995.527662037 | [23 empty] | 53131613 Facial care products |  |  |  |  | treatment | mesotherapy |  |  | PDRN MC COSMETICS 5 X 10ML | [21 empty] | QC Completed
ESI | 006 |  | ABC |  |  |  | ABC | ABC | Data Enrichment | ABC | 11th | [10 empty] | NMC | 803629 | 23104 | 2531301009 | 23104_2531301009 | Med-Surg Consumable | TREATMENT MESOTHERAPY TPRX ACID MC COSMETICS 5 X 10ML | - | MC COSMETICS | TPRX ACID | ALLURE COSMODERMA PERUMES AND COSMETICS TRADING | - | - | BOX | - | 650 | CONSUMABLES | - | - | - | - | ANESTHESIA & RESPIRATORY | - | Medical Equipment and Accessories and Supplies | Respiratory and anesthesia and resuscitation products | Airway management products | Tracheostomy tubes | - | Y | Y | Y | Y | - | - | - | - | - | Y | 390 | - | - | Active | - | - | Y | Y | - | - | - | - | - | - | - | - | - | - | - | A4649 | A4649 | 44995.5773148148 | [23 empty] | 53131613 Facial care products |  |  |  |  | treatment | mesotherapy |  |  | TPRX ACID MC COSMETICS 5 X 10ML | [21 empty] | QC Completed
ESI | 006 |  | ABC |  |  |  | ABC | ABC | Data Enrichment | ABC | 11th | [10 empty] | NMC | 803630 | 23105 | 2531300958 | 23105_2531300958 | Med-Surg Consumable | TREATMENT MESOTHERAPY ARGIRELINE MASK REDUCE WRINKLES 12's | - | MCCM | MCCM | NAQLA INTERNATIONAL DWC-LLC | - | - | BOX | - | 476 | CONSUMABLES | - | - | - | - | ANESTHESIA & RESPIRATORY | - | Medical Equipment and Accessories and Supplies | Respiratory and anesthesia and resuscitation products | Airway management products | Tracheostomy tubes | - | Y | Y | Y | Y | - | - | - | - | - | Y | 390 | - | - | Active | - | - | Y | Y | - | - | - | - | - | - | - | - | - | - | - | A4649 | A4649 | 44995.5803472222 | [23 empty] | 53131613 Facial care products |  |  |  |  | treatment | mesotherapy |  |  | ARGIRELINE MASK REDUCE WRINKLES 12's | [21 empty] | QC Completed
ESI | 006 |  | ABC |  |  |  | ABC | ABC | Data Enrichment | ABC | 11th | [10 empty] | NMC | 803635 | 23112 | 2422909553 | 23112_2422909553 | Med-Surg Consumable | PROBE SURGICAL PLA402 MECHAN COBLATION PLASMA TONSILLECTORY, ADENOIDECTOMY, UPPP AND CAUP DISPOSABLE | - | MECHAN | MECHAN | MEDWORKS MEDICAL EQUIPMENT L.L.C | - | - | Each | - | 1000 | CONSUMABLES | - | - | - | - | INSTRUMENT | - | NMC-Default | Na | NA | NA | - | Y | Y | Y | Y | - | - | - | - | - | Y | 10.13 | - | - | Active | - | - | N | N | - | - | - | - | - | - | - | - | - | - | - | - | - | 44995.7235300926 | [23 empty] | 42292603 Surgical probes or directors |  |  |  |  | Probe | Surgical | [9 empty] | MECHAN COBLATION PLASMA, TONSILLECTORY, ADENOIDECTOMY, UPPP AND CAUP |  |  |  | DISPOSABLE | [10 empty] | QC Completed
ESI | 006 |  | ABC |  |  |  | ABC | ABC | Data Enrichment | ABC | 11th | [10 empty] | NMC | 803641 | 23118 | 2422910541 | 23118_2422910541 | Med-Surg Consumable | PROBE SURGICAL PLA401 MECHAN COBLATION PLASMA EB401M07-2 | - | MECHAN | PLA401 | MEDWORKS MEDICAL EQUIPMENT L.L.C | - | - | EA | - | 1600 | CONSUMABLES | - | - | - | - | OPERATION THEATRE | - | Medical Equipment and Accessories and Supplies | Orthopedic surgical implants | Orthopedic trauma implants | Bone plate | - | Y | Y | Y | Y | - | - | - | - | - | Y | 840 | - | - | Active | - | - | N | N | - | - | - | - | - | - | - | - | - | - | - | C1713 | C1713 | 44998.5237268519 | [23 empty] | 42292603 Surgical probes or directors |  |  |  |  | Probe | Surgical | [9 empty] | MECHAN COBLATION PLASMA | [5 empty] | EB401M07-2 | [8 empty] | QC Completed
ESI | 006 |  | ABC |  |  |  | ABC | ABC | Data Enrichment | ABC | 11th | [10 empty] | NMC | 803642 | 23119 | 2422910492 | 23119_2422910492 | Med-Surg Consumable | PROBE SURGICAL PLA404 MECHAN COBLATION PLASMA EB404M07-1 | - | MECHAN | PLA402 | MEDWORKS MEDICAL EQUIPMENT L.L.C | - | - | Each | - | 1800 | CONSUMABLES | - | - | - | - | DENTAL | - | Medical Equipment and Accessories and Supplies | Dental equipment and supplies | Orthodontic and prosthodontic equipment and supplies | Orthodontic brackets | - | Y | Y | Y | Y | - | - | - | - | - | Y | 43.75 | - | - | Active | - | - | N | N | - | - | - | - | - | - | - | - | - | - | - | A4649 | A4649 | 44998.5294675926 | [23 empty] | 42292603 Surgical probes or directors |  |  |  |  | Probe | Surgical | [9 empty] | MECHAN COBLATION PLASMA | [5 empty] | EB404M07-1 | [8 empty] | QC Completed
ESI | 006 |  | ABC |  |  |  | ABC | ABC | Data Enrichment | ABC | 11th | [10 empty] | NMC | 803652 | 23198 | 2421402832 | 23198_2421402832 | Med-Surg Consumable | BOWL MIXING 5000-8 BONE CEMENT WITH SPATULA | - | MEDACTA | 5000-8 | Prima Med Medical Surgical Articles & Requisites Trading L.L.C | - | - | EA | - | 200 | CONSUMABLES | - | - | - | - | DENTAL | - | Medical Equipment and Accessories and Supplies | Dental equipment and supplies | Cosmetic dentistry equipment and supplies | Dental shades | - | Y | Y | Y | Y | - | - | - | - | - | Y | 675 | - | - | Active | - | - | N | N | - | - | - | - | - | - | - | - | - | - | - | A4649 | A4649 | 45008.4095486111 | [23 empty] | 42141605 Medical mixing or solution basins or bowls |  |  |  |  | Bowl | Mixing | [9 empty] | BONE CEMENT, WITH SPATULA | [14 empty] | QC Completed
ESI | 006 |  | ABC |  |  |  | ABC | ABC | Data Enrichment | ABC | 11th | [10 empty] | NMC | 803654 | 23200 | 2422902738 | 23200_2422902738 | Med-Surg Consumable | COVER EQUIPMENT 202-02 CAMERA CIRCLED PERFORATED TIP DISPOSABLE | - | MEDBAR | 202-02 | GLOBAL MEDICAL EQUIPMENT L.L.C | - | - | Each | - | 7 | CONSUMABLES | - | - | - | - | DENTAL | - | Medical Equipment and Accessories and Supplies | Dental equipment and supplies | Cosmetic dentistry equipment and supplies | Dental shades | - | Y | Y | Y | Y | - | - | - | - | - | Y | 700 | - | - | Active | - | - | N | N | - | - | - | - | - | - | - | - | - | - | - | A4649 | A4649 | 45008.4332523148 | [23 empty] | 42192501 Medical equipment covers |  |  |  |  | Cover | Equipment | [9 empty] | CAMERA, CIRCLED, PERFORATED TIP |  |  |  | disposable | [10 empty] | QC Completed
ESI | 006 |  | ABC |  |  |  | ABC | ABC | Data Enrichment | ABC | 11th | [10 empty] | NMC | 803661 | 23224 | 2422908881 | 23224_2422908881 | Med-Surg Consumable | TUNNELER SURGICAL TUN3 BARBED 0.030 WITH FLATS | - | MEDCOMP | TUN3 | MAJESTIC MEDICAL & TECH. SUPPLIES LLC | - | - | Each | - | 195 | CONSUMABLES | - | - | - | - | ORTHOPEDIC | - | Medical Equipment and Accessories and Supplies | Orthopedic surgical implants | Orthopedic trauma implants | Bone screw | - | Y | Y | Y | Y | - | - | - | - | - | Y | 130 | - | - | Active | - | - | N | N | - | - | - | - | - | - | - | - | - | - | - | C1713 | C1713 | 45009.6405439815 | [23 empty] | 42293804 Surgical tunnelers |  |  |  |  | Tunneler | Surgical |  |  | TUNNELER SURGICAL TUN3 BARBED 0.030 WITH FLATS | [21 empty] | QC Completed
ESI | 006 |  | ABC |  |  |  | ABC | ABC | Data Enrichment | ABC | 11th | [10 empty] | NMC | 803662 | 23225 | 2422908882 | 23225_2422908882 | Med-Surg Consumable | TUNNELER SURGICAL TUN4 BARBED 0.042 WITH FLATS | - | MEDCOMP | TUN4 | MAJESTIC MEDICAL & TECH. SUPPLIES LLC | - | - | Each | - | 195 | CONSUMABLES | - | - | - | - | ORTHOPEDIC | - | Medical Equipment and Accessories and Supplies | Orthopedic surgical implants | Orthopedic trauma implants | Bone screw | - | Y | Y | Y | Y | - | - | - | - | - | Y | 130 | - | - | Active | - | - | N | N | - | - | - | - | - | - | - | - | - | - | - | C1713 | C1713 | 45009.6419791667 | [23 empty] | 42293804 Surgical tunnelers |  |  |  |  | Tunneler | Surgical |  |  | TUNNELER SURGICAL TUN4 BARBED 0.042 WITH FLATS | [21 empty] | QC Completed
ESI | 006 |  | ABC |  |  |  | ABC | ABC | Data Enrichment | ABC | 11th | [10 empty] | NMC | 803667 | 23234 | 2421402417 | 23234_2421402417 | Med-Surg Consumable | SWAB GAUZE MEDDIS L10 CM X W10 CM XRAY DETECTABLE DOUBLE WRAP STERILE 5 X 20 POUCHES | - | MEDDIS | MEDDIS | AL JAWAHIR MEDICAL SUPPLIES LLC | - | - | PKT | - | 18 | CONSUMABLES | - | - | - | - | ORTHOPEDIC | - | Medical Equipment and Accessories and Supplies | Orthopedic surgical implants | Orthopedic trauma implants | Bone screw | - | Y | Y | Y | Y | - | - | - | - | - | Y | 160.64 | - | - | Active | - | - | N | N | - | - | - | - | - | - | - | - | - | - | - | C1713 | C1713 | 45013.4337962963 | [23 empty] | 42311512 Gauze sponges |  |  |  |  | Swab | Gauze |  |  | SWAB GAUZE MEDDIS L10 CM X W10 CM XRAY DETECTABLE DOUBLE WRAP STERILE 5 X 20 POUCHES | [21 empty] | QC Completed
ESI | 006 |  | ABC |  |  |  | ABC | ABC | Data Enrichment | ABC | 11th | [10 empty] | NMC | 803668 | 23235 | 2421402418 | 23235_2421402418 | Med-Surg Consumable | SWAB GAUZE MEDDIS L10 CM X W10 CM STERILE 5's | - | MEDDIS | MEDDIS | AL JAWAHIR MEDICAL SUPPLIES LLC | - | - | PKT | - | 0.9 | CONSUMABLES | - | - | - | - | LABORATORY | - | Laboratory and Measuring and Observing and Testing Equipment | Measuring and observing and testing instruments | Manual test kits and quality controls and calibrators and standards | Hematology reagents or solutions or stains | - | Y | Y | Y | Y | - | - | - | - | - | Y | 800 | - | - | Active | - | - | Y | Y | - | - | - | - | - | - | - | - | - | - | - | A4649 | A4649 | 45013.453912037 | [23 empty] | 42311512 Gauze sponges |  |  |  |  | Swab | Gauze |  |  | SWAB GAUZE MEDDIS L10 CM X W10 CM STERILE 5's | [21 empty] | QC Completed
ESI | 006 |  | ABC |  |  |  | ABC | ABC | Data Enrichment | ABC | 11th | [10 empty] | NMC | 803671 | 23239 | 2422300073 | 23239_2422300073 | Med-Surg Consumable | SET BREAST PUMP 008.0179 SYMPHONY AND LACTINA ONE DAY | - | MEDELA | 8.0179 | GULF & WORLD TRADERS | - | - | Each | - | 16.5 | CONSUMABLES | - | - | - | - | STATIONERY | - | NMC-Default | Na | NA | NA | - | Y | Y | Y | Y | - | - | - | - | - | Y | 1 | - | - | Active | - | - | N | N | - | - | - | - | - | - | - | - | - | - | - | - | - | 45013.5693402778 | [23 empty] | 42231905 Breast pump accessories or accessory kits |  |  |  |  | Set | Breast Pump |  |  | SET BREAST PUMP 008.0179 SYMPHONY AND LACTINA ONE DAY | [21 empty] | QC Completed
ESI | 006 |  | ABC |  |  |  | ABC | ABC | Data Enrichment | ABC | 11th | [10 empty] | NMC | 803672 | 23240 | 2422300129 | 23240_2422300129 | Med-Surg Consumable | SET BREAST PUMP 008.0276 SYMPHONY ONE DAY 24 MM MEDIUM 40's | - | MEDELA | 8.0276 | GULF & WORLD TRADERS | - | - | BOX | - | 880 | CONSUMABLES | - | - | - | - | STATIONERY | - | NMC-Default | Na | NA | NA | - | Y | Y | Y | Y | - | - | - | - | - | Y | 1.18 | - | - | Active | - | - | N | N | - | - | - | - | - | - | - | - | - | - | - | - | - | 45013.574525463 | [23 empty] | 42231905 Breast pump accessories or accessory kits |  |  |  |  | Set | Breast Pump |  |  | SET BREAST PUMP 008.0276 SYMPHONY ONE DAY 24 MM MEDIUM 40's | [21 empty] | QC Completed
ESI | 006 |  | ABC |  |  |  | ABC | ABC | Data Enrichment | ABC | 11th | [10 empty] | NMC | 803675 | 23243 | 2422300045 | 23243_2422300045 | Med-Surg Consumable | SET BREAST PUMP 800.0557 SYMPHONY AUTOCLAVABLE REUSABLE 20's | - | MEDELA | 800.0557 | GULF & WORLD TRADERS | - | - | BOX | - | 1300 | CONSUMABLES | - | - | - | - | CATHLAB | - | Medical Equipment and Accessories and Supplies | Medical diagnostic imaging and nuclear medicine products | Vascular imaging and interventional cardiology and cardiac catheterization lab products | Angioplasty balloon catheter | - | Y | Y | Y | Y | - | - | - | - | - | Y | 590 | - | - | Active | - | - | Y | Y | - | - | - | - | - | - | - | - | - | - | - | C1725 | C1725 | 45014.5066203704 | [23 empty] | 42231905 Breast pump accessories or accessory kits |  |  |  |  | Set | Breast Pump |  |  | SET BREAST PUMP 800.0557 SYMPHONY AUTOCLAVABLE REUSABLE 20's | [21 empty] | QC Completed
ESI | 006 |  | ABC |  |  |  | ABC | ABC | Data Enrichment | ABC | 11th | [10 empty] | NMC | 803677 | 23245 | 2422923409 | 23245_2422923409 | Med-Surg Consumable | BREAST MILK BOTTLES W / LIDS DISPOSABLE 80ML REF-200.2957 MEDELA | - | MEDELA | MEDELA | GULF & WORLD TRADERS | - | - | Each | - | 1.8 | CONSUMABLES | - | - | - | - | ORTHOPEDIC | - | Medical Equipment and Accessories and Supplies | Orthopedic surgical implants | Orthopedic trauma implants | Bone screw | - | Y | Y | Y | Y | - | - | - | - | - | Y | 209.12 | - | - | Active | - | - | N | N | - | - | - | - | - | - | - | - | - | - | - | C1713 | C1713 | 45014.6184490741 | [23 empty] | 42231900 Breast feeding equipment and accessories and supplies |  |  |  |  | BOTTLE | Breast Milk | [9 empty] | With Lid |  |  |  | DISPOSABLE | [10 empty] | QC Completed
ESI | 006 |  | ABC |  |  |  | ABC | ABC | Data Enrichment | ABC | 11th | [10 empty] | NMC | 803681 | 23259 | 2IN0005192 | 23259_2IN0005192 | Med-Surg Consumable | CALIPER SURGICAL MI-210 CASTROVIEJO STRAIGHT | - | MEDELEC | MI-210 | EUYUNCARE MEDICAL EQUIPMENT TRADING L.L.C | - | - | EA | - | 190 | INSTRUMENT | - | - | - | - | OPERATION THEATRE | - | Medical Equipment and Accessories and Supplies | Surgical products | Surgical support supplies | Surgical support supplies | - | Y | Y | Y | Y | - | - | - | - | - | Y | 1083.8 | - | - | Active | - | - | N | N | - | - | - | - | - | - | - | - | - | - | - | A4649 | A4649 | 45016.4929513889 | [23 empty] | 42293001 Surgical calipers or rulers or protractors |  |  |  |  | Caliper | Surgical | [9 empty] | CASTROVIEJO, STRAIGHT | [14 empty] | QC Completed
ESI | 006 |  | ABC |  |  |  | ABC | ABC | Data Enrichment | ABC | 11th | [10 empty] | NMC | 803684 | 23262 | 2IN0005204 | 23262_2IN0005204 | Med-Surg Consumable | PROBE SURGICAL MI-513 WOMAN LACRIMAL SET OF 4 | - | MEDELEC | MI-513 | EUYUNCARE MEDICAL EQUIPMENT TRADING L.L.C | - | - | EA | - | 585 | INSTRUMENT | - | - | - | - | ORTHOPEDIC | - | Medical Equipment and Accessories and Supplies | Orthopedic surgical implants | Spinal implants | Spinal rod | - | Y | Y | Y | Y | - | - | - | - | - | Y | 360 | - | - | Active | - | - | N | N | - | - | - | - | - | - | - | - | - | - | - | C1776 | C1776 | 45016.5252662037 | [23 empty] | 42292603 Surgical probes or directors |  |  |  |  | Probe | Surgical | [9 empty] | WOMAN LACRIMAL | [14 empty] | QC Completed
ESI | 006 |  | ABC |  |  |  | ABC | ABC | Data Enrichment | ABC | 11th | [10 empty] | NMC | 803686 | 23268 | 2IN0005193 | 23268_2IN0005193 | Med-Surg Consumable | CALIPER SURGICAL MR-213 CASTROVIEJO CURVED | - | MEDELEC | MR-213 | EUYUNCARE MEDICAL EQUIPMENT TRADING L.L.C | - | - | EA | - | 190 | INSTRUMENT | - | - | - | - | CSSD | - | Medical Equipment and Accessories and Supplies | Medical sterilization products | Sterilization wraps and packaging supplies | Sterilization wrap or overwrap | - | Y | Y | Y | Y | - | - | - | - | - | Y | 0.83 | - | - | Active | - | - | N | N | - | - | - | - | - | - | - | - | - | - | - | A4649 | A4649 | 45019.5334027778 | [23 empty] | 42293001 Surgical calipers or rulers or protractors |  |  |  |  | Caliper | Surgical | [9 empty] | CASTROVIEJO, CURVED | [14 empty] | QC Completed
ESI | 006 |  | ABC |  |  |  | ABC | ABC | Data Enrichment | ABC | 11th | [10 empty] | NMC | 803698 | 23300 | 2512400487 | 23300_2512400487 | Med-Surg Consumable | TREATMENT MESOTHERAPY 40003665 NANOMASK MELASES TRX WHITENING FACE MASK | - | MEDI DERMA | MEDI DERMA | DEEMAH PERFUMES & COSMETICS TRADING L.L.C | - | - | BOX | - | 94.5 | CONSUMABLES | - | - | - | - | CATHLAB | - | Medical Equipment and Accessories and Supplies | Medical diagnostic imaging and nuclear medicine products | Vascular imaging and interventional cardiology and cardiac catheterization lab products | Angioplasty balloon catheter | - | Y | Y | Y | Y | - | - | - | - | - | Y | 5250 | - | - | Active | - | - | Y | Y | - | - | - | - | - | - | - | - | - | - | - | C1725 | C1725 | 45027.3830902778 | [23 empty] | 53131613 Facial care products |  |  |  |  | treatment | mesotherapy |  |  | 40003665 NANOMASK MELASES TRX WHITENING FACE MASK | [21 empty] | QC Completed
ESI | 006 |  | ABC |  |  |  | ABC | ABC | Data Enrichment | ABC | 11th | [10 empty] | NMC | 803704 | 23311 | 2422910743 | 23311_2422910743 | Med-Surg Consumable | SURGICAL PROCEDURE CUSTOM MSVVPP01 VEINS MEDIC SHELF | - | MEDIC SHELF | - | ALPHA ALLIANCE MEDICAL SUPPLIES TRADING LLC | - | - | SET | - | 450 | CONSUMABLES | - | - | - | - | CATHLAB | - | Medical Equipment and Accessories and Supplies | Medical diagnostic imaging and nuclear medicine products | Vascular imaging and interventional cardiology and cardiac catheterization lab products | Coronary stent | - | Y | Y | Y | Y | - | - | - | - | - | Y | 5800 | - | - | Active | - | - | Y | Y | - | - | - | - | - | - | - | - | - | - | - | C1874 | C1874 | 45028.5321180556 | [23 empty] | 42295414 Surgical specialty procedure packs |  |  |  |  | Pack | Surgical Procedure | [9 empty] | CUSTOM MSVVPP01 VEINS MEDIC SHELF | [14 empty] | QC Completed
ESI | 006 |  | ABC |  |  |  | ABC | ABC | Data Enrichment | ABC | 11th | [10 empty] | NMC | 803705 | 23312 | 2422908508 | 23312_2422908508 | Med-Surg Consumable | SURGICAL PROCEDURE CUSTOM VARICOSE VEIN ENDOVENOUS ABLATION | - | MEDIC SHELF | MEDIC SHELF | ALPHA ALLIANCE MEDICAL SUPPLIES TRADING LLC | - | - | SET | - | 450 | CONSUMABLES | - | - | - | - | INSTRUMENT | - | NMC-Default | Na | NA | NA | - | Y | Y | Y | Y | - | - | - | - | - | Y | 180 | - | - | Active | - | - | N | N | - | - | - | - | - | - | - | - | - | - | - | - | - | 45028.6171412037 | [23 empty] | 42295414 Surgical specialty procedure packs |  |  |  |  | Pack | Surgical Procedure | [9 empty] | CUSTOM VARICOSE VEIN ENDOVENOUS ABLATION | [14 empty] | QC Completed
ESI | 006 |  | ABC |  |  |  | ABC | ABC | Data Enrichment | ABC | 11th | [10 empty] | NMC | 803707 | 23316 | 2531300691 | 23316_2531300691 | Med-Surg Consumable | TREATMENT MESOTHERAPY HYDRACOOL PLUS TIPS KIT LARGE, SMALL, CLOSED 3 X 6's | - | MEDICA | MEDICA | MEDICA TRADING LLC | - | - | BOX | - | 270 | CONSUMABLES | - | - | - | - | ORTHOPEDIC | - | Medical Equipment and Accessories and Supplies | Orthopedic surgical implants | Orthopedic trauma implants | Bone screw | - | Y | Y | Y | Y | - | - | - | - | - | Y | 575.67 | - | - | Active | - | - | N | N | - | - | - | - | - | - | - | - | - | - | - | C1713 | C1713 | 45029.408912037 | [23 empty] | 53131613 Facial care products |  |  |  |  | treatment | mesotherapy |  |  | HYDRACOOL PLUS TIPS KIT LARGE, SMALL, CLOSED 3 X 6's | [21 empty] | QC Completed
ESI | 006 |  | ABC |  |  |  | ABC | ABC | Data Enrichment | ABC | 11th | [10 empty] | NMC | 803709 | 23319 | 2422905715 | 23319_2422905715 | Med-Surg Consumable | MOUTHPIECE ENDOSCOPIC HYDROGEN BREATH TEST | - | MEDICAL ELECTRONIC CONSTRUCTION | MEDICAL ELECTRONIC CONSTRUCTION | GULF MED FZE | - | - | Each | - | 45 | CONSUMABLES | - | - | - | - | INSTRUMENT | - | NMC-Default | Na | NA | NA | - | Y | Y | Y | Y | - | - | - | - | - | Y | 81 | - | - | Active | - | - | N | N | - | - | - | - | - | - | - | - | - | - | - | - | - | 45030.3668981481 | [23 empty] | 42296339 Endoscope accessories |  |  |  |  | Mouthpiece | Endoscopic | [9 empty] | HYDROGEN BREATH TEST | [14 empty] | QC Completed
ESI | 006 |  | ABC |  |  |  | ABC | ABC | Data Enrichment | ABC | 11th | [10 empty] | NMC | 803711 | 23321 | 2422702223 | 23321_2422702223 | Med-Surg Consumable | TURBINE FLOWMETER 910004 WITH CARDBOARD MOUTHPIECE DISPOSABLE FOR SPIROMETER 60's | - | MEDICAL INTERNATIONAL RESEARCH | 910004 | ALL CARE MEDICAL SUPPLIES L.L.C | - | - | BOX | - | 530 | CONSUMABLES | - | - | - | - | INSTRUMENT | - | NMC-Default | Na | NA | NA | - | Y | Y | Y | Y | - | - | - | - | - | Y | 63 | - | - | Active | - | - | N | N | - | - | - | - | - | - | - | - | - | - | - | - | - | 45030.3733217593 | [23 empty] | 42271645 Spirometer accessories or supplies |  |  |  |  | turbine | Flowmeter | [9 empty] | WITH CARDBOARD, MOUTHPIECE, FOR SPIROMETER |  |  |  | DISPOSABLE | [10 empty] | QC Completed
ESI | 006 |  | ABC |  |  |  | ABC | ABC | Data Enrichment | ABC | 11th | [10 empty] | NMC | 803726 | 23339 | 2421800806 | 23339_2421800806 | Med-Surg Consumable | TRANSDUCER PRESSURE MONITORING TNF-R MALE-FEMALE WITH ARGON CONNECTOR DISPOSABLE 10's | - | MEDICAL MEASUREMENT SYSTEM | TNF-R | AL ZAHRAWI MEDICAL SERVICES CO. W.L.L. | - | - | BOX | - | 1650 | CONSUMABLES | - | - | - | - | INTERVENTIONAL RADIOLOGY | - | Medical Equipment and Accessories and Supplies | Patient care and treatment products and supplies | Injection and aspiration needles and accessories | Biopsy aspirator products or accessories | - | Y | Y | Y | Y | - | - | - | - | - | Y | 72 | - | - | Active | - | - | Y | Y | - | - | - | - | - | - | - | - | - | - | - | A4649 | A4649 | 45031.7271643519 | [23 empty] | 42181908 Intracompartmental pressure monitoring sets |  |  |  |  | Transducer | Pressure Monitor |  |  | TRANSDUCER PRESSURE MONITORING TNF-R MALE-FEMALE WITH ARGON CONNECTOR DISPOSABLE 10's | [21 empty] | QC Completed
ESI | 006 |  | ABC |  |  |  | ABC | ABC | Data Enrichment | ABC | 11th | [10 empty] | NMC | 803729 | 23342 | 2422902722 | 23342_2422902722 | Med-Surg Consumable | DILATOR CERVICAL DILAPAN-S OSMOTIC 4 MM X 55 MM DILATION AND RIPENING OF THE CERVIX | - | MEDICEM | MEDICEM | AL SADIRA MEDICAL EQUIP.TRAD. | - | - | Each | - | 80 | CONSUMABLES | - | - | - | - | INTERVENTIONAL RADIOLOGY | - | Medical Equipment and Accessories and Supplies | Patient care and treatment products and supplies | Urological supplies | Urethral urinary catheters | - | Y | Y | Y | Y | - | - | - | - | - | Y | 400 | - | - | Active | - | - | N | N | - | - | - | - | - | - | - | - | - | - | - | C1729 | C1729 | 45031.7335069444 | [23 empty] | 42161805 Gastroenterology-urology vessel dilators |  |  |  |  | Dilator | Cervical | DILAPAN-S OSMOTIC |  |  |  |  | 4x55MM |  |  |  | DILATION, RIPENING OF THE CERVIX | [14 empty] | QC Completed
ESI | 006 |  | ABC |  |  |  | ABC | ABC | Data Enrichment | ABC | 11th | [10 empty] | NMC | 803733 | 23351 | 2422921057 | 23351_2422921057 | Med-Surg Consumable | PROPHY PASTE JAR 340GRM MFG: MEDICOM USA | - | MEDICOM | MEDICOM | AL ARABIA MEDICAL SURGICAL EQUIPMENT TRADING LLC. | - | - | Each | - | 40 | CONSUMABLES | - | - | - | - | ORTHOPEDIC | - | Medical Equipment and Accessories and Supplies | Orthopedic surgical implants | Orthopedic trauma implants | Intramedullary nail or rod | - | Y | Y | Y | Y | - | - | - | - | - | Y | 3571.66 | - | - | Active | - | - | N | N | - | - | - | - | - | - | - | - | - | - | - | C1776 | C1776 | 45034.9196064815 | [23 empty] | 42181546 Apothecary or dressing containers or jars |  |  |  |  | Jar | Ointment | [8 empty] | 340gm | PROPHY PASTE | [14 empty] | QC Completed
ESI | 006 |  | ABC |  |  |  | ABC | ABC | Data Enrichment | ABC | 11th | [10 empty] | NMC | 803740 | 23416 | 2422950091 | 23416_2422950091 | Med-Surg Consumable | LFL BARB 2 4D L TYPE 19/90MM 12'S | - | MEDIFIRST CO.LTD | MEDIFIRST CO.LTD | PRODERMA Drug Store L.L.C | - | - | BOX | - | 1134 | CONSUMABLES | - | - | - | - | OPHTHALMOLOGY | - | Medical Equipment and Accessories and Supplies | Surgical products | Surgical implants and expanders and extenders and surgical wires and related products | Intraocular lens IOL | - | Y | Y | Y | Y | - | - | - | - | - | Y | 1300 | - | - | Active | - | - | Y | Y | - | - | - | - | - | - | - | - | - | - | - | C1780 | C1780 | 45047.5744328704 | [23 empty] | 42295167 Surgical suction machine or vacuum extractor or ultrasonic Surgical aspirator or regulator accessories |  |  |  |  | Barb | Suction | [5 empty] | 19/90MM |  |  |  | LFL BARB 2 4D, L TYPE | [14 empty] | QC Completed
ESI | 006 |  | ABC |  |  |  | ABC | ABC | Data Enrichment | ABC | 11th | [10 empty] | NMC | 803767 | 23549 | 2512400427 | 23549_2512400427 | Med-Surg Consumable | CREAM ANESTHETIC L0018 J-CAIN 10.56% LIDOCAINE 500GM | - | MEDISANCE | MEDISANCE | LA VIDA FZE | - | - | Each | - | 170 | CONSUMABLES | - | - | - | - | CATHLAB | - | Medical Equipment and Accessories and Supplies | Medical diagnostic imaging and nuclear medicine products | Vascular imaging and interventional cardiology and cardiac catheterization lab products | Diagnostic or interventional vascular catheters or sets | - | Y | Y | Y | Y | - | - | - | - | - | Y | 495 | - | - | Active | - | - | Y | Y | - | - | - | - | - | - | - | - | - | - | - | C1725 | C1725 | 45064.4843518519 | [23 empty] | 53131616 Para pharmaceutical creams or lotions |  |  |  |  | Cream | Para Pharmaceutical | [9 empty] | ANESTHETIC, J-CAIN 10.56% LIDOCAINE 500GM | [14 empty] | QC Completed
ESI | 006 |  | ABC |  |  |  | ABC | ABC | Data Enrichment | ABC | 11th | [10 empty] | NMC | 803778 | 23560 | 2422903160 | 23560_2422903160 | Med-Surg Consumable | CLIP APPLICATOR ENDOSCOPIC MED-410-CLP CLIPY L235 CM 135 DEG CLAW ANGLE ADJUSTABLE ROTATABLE DISPOSABLE | - | MEDITALIA | MED-410-CLP | SMART MEDICAL SUPPLIES LLC | - | - | Each | - | 473 | CONSUMABLES | - | - | - | - | INSTRUMENT | - | NMC-Default | Na | NA | NA | - | Y | Y | Y | Y | - | - | - | - | - | Y | 769.5 | - | - | Active | - | - | N | N | - | - | - | - | - | - | - | - | - | - | - | - | - | 45067.9108217593 | [23 empty] | 42294900 Endoscopic instruments |  |  |  |  | Clip | Endoscopic | CLIPY |  |  |  | 130 degree | 235cm |  |  |  | APPLICATOR, CLAW ANGLE, ADJUSTABLE, ROTATABLE |  |  |  | disposable | [10 empty] | QC Completed
ESI | 006 |  | ABC |  |  |  | ABC | ABC | Data Enrichment | ABC | 11th | [10 empty] | NMC | 803780 | 23562 | 2421402782 | 23562_2421402782 | Med-Surg Consumable | SWAB GAUZE L7.5 CM X W7.5 CM 8 PLY NON STERILE MEDDIS 100's | - | MEDITALK | MEDITALK INTERNATIONAL | AL JAWAHIR MEDICAL SUPPLIES LLC | - | - | BOX | - | 3.5 | CONSUMABLES | - | - | - | - | CATHLAB | - | Medical Equipment and Accessories and Supplies | Medical diagnostic imaging and nuclear medicine products | Vascular imaging and interventional cardiology and cardiac catheterization lab products | Angioplasty balloon catheter | - | Y | Y | Y | Y | - | - | - | - | - | Y | 1650 | - | - | Active | - | - | Y | Y | - | - | - | - | - | - | - | - | - | - | - | C1759 | C1759 | 45068.5416898148 | [23 empty] | 42311512 Gauze sponges |  |  |  |  | Swab | Gauze |  |  | SWAB GAUZE L7.5 CM X W7.5 CM 8 PLY NON STERILE MEDDIS 100's | [21 empty] | QC Completed
ESI | 006 |  | ABC |  |  |  | ABC | ABC | Data Enrichment | ABC | 11th | [10 empty] | NMC | 803781 | 23563 | 2422922772 | 23563_2422922772 | Med-Surg Consumable | BREATHING CIRCUIT SET COAXIAL WITH ELBOW ADAPTER AND FLOW SENSOR 180CM REF#260087, BOX OF 20 | - | MEDITECH | MEDITECH | MDC CARE MEDICAL TRADING LLC | - | - | BOX | - | 4000 | CONSUMABLES | - | - | - | - | ORTHOPAEDICS | - | Medical Equipment and Accessories and Supplies | Orthopedic surgical implants | Spinal implants | Spinal rod | - | Y | Y | Y | Y | - | - | - | - | - | Y | 1150 | - | - | Active | - | - | N | N | - | - | - | - | - | - | - | - | - | - | - | C1776 | C1776 | 45068.5633101852 | [23 empty] | 42272226 Anesthesia breathing circuit accessories |  |  |  |  | Set | Circuit |  |  | BREATHING CIRCUIT SET COAXIAL WITH ELBOW ADAPTER AND FLOW SENSOR 180CM REF#260087, BOX OF 20 | [21 empty] | QC Completed
ESI | 006 |  | ABC |  |  |  | ABC | ABC | Data Enrichment | ABC | 11th | [10 empty] | NMC | 803794 | 23591 | 2422940173 | 23591_2422940173 | Med-Surg Consumable | COTTON ROLL 1KG | - | MEDIX | MEDIX | PHARMA LAND MEDICAL EQUIPMENT TRADING L.L.C | - | - | Each | - | 23 | CONSUMABLES | - | - | - | - | ORTHOPAEDICS | - | Medical Equipment and Accessories and Supplies | Orthopedic surgical implants | Distal joint orthopedic implants | Wrist joint implant | - | Y | Y | Y | Y | - | - | - | - | - | Y | 2460 | - | - | Active | - | - | N | N | - | - | - | - | - | - | - | - | - | - | - | C1776 | C1776 | 45073.7473148148 | [23 empty] | 42311500 Bandages and dressings and related products |  |  |  |  | Roll | Cotton |  |  | COTTON ROLL 1KG | [21 empty] | QC Completed
ESI | 006 |  | ABC |  |  |  | ABC | ABC | Data Enrichment | ABC | 11th | [10 empty] | NMC | 803795 | 23592 | 2421801262 | 23592_2421801262 | Med-Surg Consumable | SENSOR OXIMETER PULSE SPO2 NEONATAL/ ADULT DISPOSABLE FOR NIHON KOHDEN | - | MEDKE | - | ORBIS BIOMED TRADING CO. LLC | - | - | EA | - | 22 | CONSUMABLES | - | - | - | - | OPHTHALMOLOGY | - | Medical Equipment and Accessories and Supplies | Surgical products | Surgical implants and expanders and extenders and surgical wires and related products | Intraocular lens IOL | - | Y | Y | Y | Y | - | - | - | - | - | Y | 750 | - | - | Active | - | - | N | N | - | - | - | - | - | - | - | - | - | - | - | C1780 | C1780 | 45074.8064583333 | [23 empty] | 42181803 Pulse oximeter probes or sensors |  |  |  |  | Sensor | Oximeter |  |  | SENSOR OXIMETER PULSE SPO2 NEONATAL/ ADULT DISPOSABLE FOR NIHON KOHDEN | [21 empty] | QC Completed
ESI | 006 |  | ABC |  |  |  | ABC | ABC | Data Enrichment | ABC | 11th | [10 empty] | NMC | 803796 | 23593 | 2421800895 | 23593_2421800895 | Med-Surg Consumable | SENSOR OXIMETER P1010S-01 SPO2 NEONATE/ADULT ADHESIVE GE TRUSIGNAL DISPOSABLE | - | MEDKE | P1010S-01 | MASTER MED EQUIPMENT TRADING | - | - | Each | - | 31 | CONSUMABLES | - | - | - | - | BILLABLE EQUIPMENT | - | Medical Equipment and Accessories and Supplies | Medical facility products | Patient transport products | Wheelchair accessories | - | Y | Y | Y | Y | - | - | - | - | - | Y | 7999 | - | - | Active | - | - | N | N | - | - | - | - | - | - | - | - | - | - | - | E1220 | E1220 | 45075.4876967593 | [23 empty] | 42181803 Pulse oximeter probes or sensors |  |  |  |  | Sensor | Oximeter |  |  | SENSOR OXIMETER P1010S-01 SPO2 NEONATE/ADULT ADHESIVE GE TRUSIGNAL DISPOSABLE | [21 empty] | QC Completed
ESI | 006 |  | ABC |  |  |  | ABC | ABC | Data Enrichment | ABC | 11th | [10 empty] | NMC | 803799 | 23596 | 2422907306 | 23596_2422907306 | Med-Surg Consumable | TIP SUCTION DYND50130 YANKAUER WITHOUT VENT BULB TIP STERILE 50's | - | MEDLINE | DYND50130 | DUPHARM | - | - | BOX | - | 120 | CONSUMABLES | - | - | - | - | BILLABLE EQUIPMENT | - | Medical Equipment and Accessories and Supplies | Respiratory and anesthesia and resuscitation products | Respiratory humidity and aerosol therapy products | Respiratory humidifiers or vaporizers | - | Y | Y | Y | Y | - | - | - | - | - | Y | 4800 | - | - | Active | - | - | N | N | - | - | - | - | - | - | - | - | - | - | - | A4649 | A4649 | 45075.5008217593 | [23 empty] | 42293523 Medical or surgical suction sets or kits |  |  |  |  | Tip | Suction |  |  | TIP SUCTION DYND50130 YANKAUER WITHOUT VENT BULB TIP STERILE 50's | [21 empty] | QC Completed
ESI | 006 |  | ABC |  |  |  | ABC | ABC | Data Enrichment | ABC | 11th | [10 empty] | NMC | 803800 | 23597 | 2422910713 | 23597_2422910713 | Med-Surg Consumable | CLIPPER SURGICAL DYND70800UK CHARGER AND BASE UK OUTLET | - | MEDLINE | DYND70800UK | DUPHARM | - | - | EA | - | 0 | CONSUMABLES | - | - | - | - | BILLABLE EQUIPMENT | - | Medical Equipment and Accessories and Supplies | Patient exam and monitoring products | Pulse oximeters | Pulse oximeter units | - | Y | Y | Y | Y | - | - | - | - | - | Y | 11950 | - | - | Active | - | - | N | N | - | - | - | - | - | - | - | - | - | - | - | A9279 | A9279 | 45075.5046180556 | [23 empty] | 42295424 Surgical shave kits or prep razors or clippers |  |  |  |  | Clipper | Surgical | [9 empty] | CHARGER AND BASE UK OUTLET | [14 empty] | QC Completed
ESI | 006 |  | ABC |  |  |  | ABC | ABC | Data Enrichment | ABC | 11th | [10 empty] | NMC | 803806 | 23607 | 2423100700 | 23607_2423100700 | Med-Surg Consumable | REMOVER TAPE MDS090855 ADHESIVE PAD INDIVIDUALLY WRAPPED LATEX FREE 1000's | - | MEDLINE | MDS090855 | DUPHARM | - | - | CAS | - | 90 | CONSUMABLES | - | - | - | - | OPERATION THEATRE | - | Medical Equipment and Accessories and Supplies | Surgical products | Surgical implants and expanders and extenders and surgical wires and related products | Surgical mesh or tissue barrier | - | Y | Y | Y | Y | - | - | - | - | - | Y | 1900 | - | - | Active | - | - | N | N | - | - | - | - | - | - | - | - | - | - | - | C1781 | C1781 | 45076.4753703704 | [23 empty] | 42311551 Medical or surgical tape removers |  |  |  |  | Remover | Tape |  |  | REMOVER TAPE MDS090855 ADHESIVE PAD INDIVIDUALLY WRAPPED LATEX FREE 1000's | [21 empty] | QC Completed
ESI | 006 |  | ABC |  |  |  | ABC | ABC | Data Enrichment | ABC | 11th | [10 empty] | NMC | 803808 | 23609 | 2422904225 | 23609_2422904225 | Med-Surg Consumable | SPONGE VAGINAL PACKING MDS50403 L36 IN X W4 IN X-RAY DETECTABLE 100% COTTON LATEX FREE STERILE 100's | - | MEDLINE | MDS50403 | DUPHARM | - | - | CAS | - | 260 | CONSUMABLES | - | - | - | - | ORTHOPAEDICS | - | Medical Equipment and Accessories and Supplies | Orthopedic surgical implants | Orthopedic trauma implants | Intramedullary nail or rod | - | Y | Y | Y | Y | - | - | - | - | - | Y | 2572.1 | - | - | Active | - | - | N | N | - | - | - | - | - | - | - | - | - | - | - | C1776 | C1776 | 45076.5698611111 | [23 empty] | 42295406 Laparotomy or surgical x ray detectable sponge or towel |  |  |  |  | Sponge | Laparotomy |  |  | SPONGE VAGINAL PACKING MDS50403 L36 IN X W4 IN X-RAY DETECTABLE 100% COTTON LATEX FREE STERILE 100's | [21 empty] | QC Completed
ESI | 006 |  | ABC |  |  |  | ABC | ABC | Data Enrichment | ABC | 11th | [10 empty] | NMC | 803809 | 23610 | 2421300325 | 23610_2421300325 | Med-Surg Consumable | TOWEL SURGICAL MDT2168204 OR DSP ST BLUE DLX STERILE 80's | - | MEDLINE | MDT2168204 | DUPHARM | - | - | CAS | - | 300 | CONSUMABLES | - | - | - | - | GENERAL SURGERY | - | Medical Equipment and Accessories and Supplies | Surgical products | Surgical support supplies | Surgical custom or specialty procedure packs | - | Y | Y | Y | Y | - | - | - | - | - | Y | 4045 | - | - | Active | - | - | N | N | - | - | - | - | - | - | - | - | - | - | - | A4649 | A4649 | 45076.6549421296 | [23 empty] | 42131704 Surgical towels |  |  |  |  | Towel | Surgical |  |  | TOWEL SURGICAL MDT2168204 OR DSP ST BLUE DLX STERILE 80's | [21 empty] | QC Completed
ESI | 006 |  | ABC |  |  |  | ABC | ABC | Data Enrichment | ABC | 11th | [10 empty] | NMC | 803810 | 23613 | 2411000910 | 23613_2411000910 | Med-Surg Consumable | LANCET BLOOD MED3127 MPHSAFETY21 SAFETY PUSH BUTTON ACTIVATED OD21 G X 1.8MM DISPOSABLE 200's | - | MEDLINE | MEDLINE INDUSTRIES | DUPHARM | - | - | BOX | - | 110 | CONSUMABLES | - | - | - | - | INSTRUMENT | - | NMC-Default | Na | NA | NA | - | Y | Y | Y | Y | - | - | - | - | - | Y | 176 | - | - | Active | - | - | N | N | - | - | - | - | - | - | - | - | - | - | - | - | - | 45077.3506944444 | [23 empty] | 41104102 Lancets |  |  |  |  | Lancet | Blood | MPHSAFETY21 |  |  |  |  | 21GaX1.8MM |  |  |  | SAFETY PUSH BUTTON ACTIVATED |  |  |  | disposable | [10 empty] | QC Completed
ESI | 006 |  | ABC |  |  |  | ABC | ABC | Data Enrichment | ABC | 11th | [10 empty] | NMC | 803811 | 23618 | 2422400820 | 23618_2422400820 | Med-Surg Consumable | STOCKINETTE ORTHOPEDIC NON22530 IMPERVIOUS 9IN X 36IN STERILE | - | MEDLINE | NON22530 | DUPHARM | - | - | EA | - | 12.5 | CONSUMABLES | - | - | - | - | INSTRUMENT | - | NMC-Default | Na | NA | NA | - | Y | Y | Y | Y | - | - | - | - | - | Y | 182 | - | - | Active | - | - | N | N | - | - | - | - | - | - | - | - | - | - | - | - | - | 45077.9525347222 | [23 empty] | 42241504 Cast or splint liner |  |  |  |  | Stockinette | Orthopedic |  |  | STOCKINETTE ORTHOPEDIC NON22530 IMPERVIOUS 9IN X 36IN STERILE | [21 empty] | QC Completed
ESI | 006 |  | ABC |  |  |  | ABC | ABC | Data Enrichment | ABC | 11th | [10 empty] | NMC | 803812 | 23619 | 2422400819 | 23619_2422400819 | Med-Surg Consumable | STOCKINETTE ORTHOPEDIC NON22535 IMPERVIOUS 12IN X 48IN STERILE | - | MEDLINE | NON22535 | DUPHARM | - | - | EA | - | 15 | CONSUMABLES | - | - | - | - | INSTRUMENT | - | NMC-Default | Na | NA | NA | - | Y | Y | Y | Y | - | - | - | - | - | Y | 1375.7 | - | - | Active | - | - | N | N | - | - | - | - | - | - | - | - | - | - | - | - | - | 45077.9535416667 | [23 empty] | 42241504 Cast or splint liner |  |  |  |  | Stockinette | Orthopedic |  |  | STOCKINETTE ORTHOPEDIC NON22535 IMPERVIOUS 12IN X 48IN STERILE | [21 empty] | QC Completed
ESI | 006 |  | ABC |  |  |  | ABC | ABC | Data Enrichment | ABC | 11th | [10 empty] | NMC | 803813 | 23620 | 2422400818 | 23620_2422400818 | Med-Surg Consumable | STOCKINETTE ORTHOPEDIC NON22540 IMPERVIOUS 14IN X 48IN STERILE | - | MEDLINE | NON22540 | DUPHARM | - | - | EA | - | 17.8 | CONSUMABLES | - | - | - | - | INSTRUMENT | - | NMC-Default | Na | NA | NA | - | Y | Y | Y | Y | - | - | - | - | - | Y | 1523.4 | - | - | Active | - | - | N | N | - | - | - | - | - | - | - | - | - | - | - | - | - | 45077.9543865741 | [23 empty] | 42241504 Cast or splint liner |  |  |  |  | Stockinette | Orthopedic |  |  | STOCKINETTE ORTHOPEDIC NON22540 IMPERVIOUS 14IN X 48IN STERILE | [21 empty] | QC Completed
ESI | 006 |  | ABC |  |  |  | ABC | ABC | Data Enrichment | ABC | 11th | [10 empty] | NMC | 803814 | 23621 | 2421300738 | 23621_2421300738 | Med-Surg Consumable | COVER BOOT NON27150XL KNEE HIGH HOOK AND LOOP WITH NON SKID FOAM BOTTOM BLUE X-LARGE | - | MEDLINE | NON27150XL | DUPHARM | - | - | Each | - | 4.5 | CONSUMABLES | - | - | - | - | INSTRUMENT | - | NMC-Default | Na | NA | NA | - | Y | Y | Y | Y | - | - | - | - | - | Y | 12972.61 | - | - | Active | - | - | N | N | - | - | - | - | - | - | - | - | - | - | - | - | - | 45077.9554282407 | [23 empty] | 42131609 Medical staff shoe covers or boots |  |  |  |  | Cover | Boot |  |  |  |  | extra large |  |  |  |  | KNEE HIGH, HOOK AND LOOP, WITH NON SKID FOAM, BOTTOM |  |  |  |  | blue | [9 empty] | QC Completed
ESI | 006 |  | ABC |  |  |  | ABC | ABC | Data Enrichment | ABC | 11th | [10 empty] | NMC | 803817 | 23632 | 2521200031 | 23632_2521200031 | Med-Surg Consumable | TOWEL BABY L120 CM X W80 CM BLANKET MEDMAX | - | MEDMAX | MEDMAX | AL MUNA MEDICAL AND SURGICAL REQUISITES MANUFACTURING LLC | - | - | Each | - | 7 | CONSUMABLES | - | - | - | - | GENERAL MEDICAL CONSUMABLES | - | Medical Equipment and Accessories and Supplies | Medical diagnostic imaging and nuclear medicine products | Medical ultrasound and doppler and echo imaging products | Medical ultrasound or doppler or echo gels | - | Y | Y | Y | Y | - | - | - | - | - | Y | 26 | - | - | Active | - | - | N | N | - | - | - | - | - | - | - | - | - | - | - | A4649 | A4649 | 45079.0115856481 | [23 empty] | 52121701 Bath towels |  |  |  |  | Towel | Bath |  |  | TOWEL BABY L120 CM X W80 CM BLANKET MEDMAX | [21 empty] | QC Completed
ESI | 006 |  | ABC |  |  |  | ABC | ABC | Data Enrichment | ABC | 11th | [10 empty] | NMC | 803818 | 23635 | 2422906243 | 23635_2422906243 | Med-Surg Consumable | SPONGE LAPAROTOMY L45 CM X W45 CM 16 PLY DOUBLE WRAP WITH X-RAY DETECTABLE STERILE 5PCS/POUCH X 40's | - | MEDMAX | MEDMAX | AL MUNA MEDICAL AND SURGICAL REQUISITES MANUFACTURING LLC | - | - | BOX | - | 720 | CONSUMABLES | - | - | - | - | OPERATION THEATRE | - | Medical Equipment and Accessories and Supplies | Patient care and treatment products and supplies | Applicator swabs and cotton balls | Medicated applicators or absorbents | - | Y | Y | Y | Y | - | - | - | - | - | Y | 14 | - | - | Active | - | - | Y | Y | - | - | - | - | - | - | - | - | - | - | - | A4649 | A4649 | 45079.3534143519 | [23 empty] | 42295406 Laparotomy or surgical x ray detectable sponge or towel |  |  |  |  | Sponge | Laparotomy |  |  | SPONGE LAPAROTOMY L45 CM X W45 CM 16 PLY DOUBLE WRAP WITH X-RAY DETECTABLE STERILE 5PCS/POUCH X 40's | [21 empty] | QC Completed
ESI | 006 |  | ABC |  |  |  | ABC | ABC | Data Enrichment | ABC | 11th | [10 empty] | NMC | 803819 | 23636 | 2422924884 | 23636_2422924884 | Med-Surg Consumable | CAMERA COVER ELASTIC 13X242CM REF-040169-01NEW REF # 202.01 | - | MEDMAX | MEDMAX | AL MUNA MEDICAL AND SURGICAL REQUISITES MANUFACTURING LLC | - | - | BOX | - | 400 | CONSUMABLES | - | - | - | - | CATHLAB | - | Medical Equipment and Accessories and Supplies | Medical diagnostic imaging and nuclear medicine products | Cardiac pacemakers and related products | Cardiac pacing leads or electrodes or accessories | - | Y | Y | Y | Y | - | - | - | - | - | Y | 5000 | - | - | Active | - | - | Y | Y | - | - | - | - | - | - | - | - | - | - | - | A4649 | A4649 | 45080.9331828704 | [23 empty] | 42296408 Endoscopic video cameras or recorders or adapters or accessories |  |  |  |  | Cover | Camera |  | ELASTIC |  |  |  | 13X242CM | [18 empty] | QC Completed
ESI | 006 |  | ABC |  |  |  | ABC | ABC | Data Enrichment | ABC | 11th | [10 empty] | NMC | 803820 | 23637 | 2422909593 | 23637_2422909593 | Med-Surg Consumable | SURGICAL PROCEDURE MD42824 CYSTOSCOPY | - | MEDMAX | MEDMAX | AL MUNA MEDICAL AND SURGICAL REQUISITES MANUFACTURING LLC | - | - | SET | - | 38 | CONSUMABLES | - | - | - | - | LABORATORY | - | Laboratory and Measuring and Observing and Testing Equipment | Laboratory and scientific equipment | Microorganism propagation and transformation media and kits and equipment | Microorganism propagation and transformation media and kits and equipment | - | Y | Y | Y | Y | - | - | - | - | - | Y | 27.6 | - | - | Active | - | - | Y | Y | - | - | - | - | - | - | - | - | - | - | - | A4649 | A4649 | 45081.7303472222 | [23 empty] | 42295414 Surgical specialty procedure packs |  |  |  |  | Pack | Surgical Procedure | [9 empty] | CYSTOSCOPY | [14 empty] | QC Completed
ESI | 006 |  | ABC |  |  |  | ABC | ABC | Data Enrichment | ABC | 11th | [10 empty] | NMC | 803821 | 23638 | 2422909596 | 23638_2422909596 | Med-Surg Consumable | COVER TABLE MD3848 BACK STERILE | - | MEDMAX | MEDMAX | AL MUNA MEDICAL AND SURGICAL REQUISITES MANUFACTURING LLC | - | - | Each | - | 5.5 | CONSUMABLES | - | - | - | - | LABORATORY | - | Laboratory and Measuring and Observing and Testing Equipment | Laboratory and scientific equipment | Microorganism propagation and transformation media and kits and equipment | Microorganism propagation and transformation media and kits and equipment | - | Y | Y | Y | Y | - | - | - | - | - | Y | 19.8 | - | - | Active | - | - | Y | Y | - | - | - | - | - | - | - | - | - | - | - | A4649 | A4649 | 45081.7383796296 | [23 empty] | 42295159 Operating room patient procedure table accessories |  |  |  |  | Cover | Table | [9 empty] | BACK |  | sterile | [12 empty] | QC Completed
ESI | 006 |  | ABC |  |  |  | ABC | ABC | Data Enrichment | ABC | 11th | [10 empty] | NMC | 803822 | 23639 | 2422910013 | 23639_2422910013 | Med-Surg Consumable | SURGICAL PROCEDURE CESAREAN C-SECTION MEDMAX | - | MEDMAX | MEDMAX | AL MUNA MEDICAL AND SURGICAL REQUISITES MANUFACTURING LLC | - | - | SET | - | 77 | CONSUMABLES | - | - | - | - | LABORATORY | - | Laboratory and Measuring and Observing and Testing Equipment | Laboratory and scientific equipment | Microorganism propagation and transformation media and kits and equipment | Microorganism propagation and transformation media and kits and equipment | - | Y | Y | Y | Y | - | - | - | - | - | Y | 18.4 | - | - | Active | - | - | Y | Y | - | - | - | - | - | - | - | - | - | - | - | A4649 | A4649 | 45081.7536458333 | [23 empty] | 42295414 Surgical specialty procedure packs |  |  |  |  | Pack | Surgical Procedure | [9 empty] | CESAREAN C-SECTION MEDMAX | [14 empty] | QC Completed
ESI | 006 |  | ABC |  |  |  | ABC | ABC | Data Enrichment | ABC | 11th | [10 empty] | NMC | 803833 | 23662 | 2422910823 | 23662_2422910823 | Med-Surg Consumable | CLIP RETRACTION 16150 CORONARY ARTERY 5.0MM MEDTRONIC 10's | - | MEDTRONIC | 16150 | NAGHI MEDICAL CO. LTD | - | - | BOX | - | 1325 | CONSUMABLES | - | - | - | - | INSTRUMENT | - | NMC-Default | Na | NA | NA | - | Y | Y | Y | Y | - | - | - | - | - | Y | 6959 | - | - | Active | - | - | N | N | - | - | - | - | - | - | - | - | - | - | - | - | - | 45084.4494097222 | [23 empty] | 42293139 Retractor accessories |  |  |  |  | Clip | Retraction | [5 empty] | 5mm |  |  |  | CORONARY ARTERY | [14 empty] | QC Completed
ESI | 006 |  | ABC |  |  |  | ABC | ABC | Data Enrichment | ABC | 11th | [10 empty] | NMC | 803848 | 23701 | 2421700204 | 23701_2421700204 | Med-Surg Consumable | TOURNIQUET SET 79020 SURE-SNARE STYLE MEDTRONIC 20's | - | MEDTRONIC | 79020 | NAGHI MEDICAL CO. LTD | - | - | BOX | - | 2260 | CONSUMABLES | - | - | - | - | CATHLAB | - | Medical Equipment and Accessories and Supplies | Medical diagnostic imaging and nuclear medicine products | Vascular imaging and interventional cardiology and cardiac catheterization lab products | Vascular imaging and interventional cardiology and cardiac catheterization lab products | - | Y | Y | Y | Y | - | - | - | - | - | Y | 6600 | - | - | Active | - | - | Y | Y | - | - | - | - | - | - | - | - | - | - | - | A4649 | A4649 | 45085.6469907407 | [23 empty] | 42295166 Surgical pneumatic or electric tourniquet accessories |  |  |  |  | Set | Tourniquet |  |  | TOURNIQUET SET 79020 SURE-SNARE STYLE MEDTRONIC 20's | [21 empty] | QC Completed
ESI | 006 |  | ABC |  |  |  | ABC | ABC | Data Enrichment | ABC | 11th | [10 empty] | NMC | 803874 | 23733 | 2422906815 | 23733_2422906815 | Med-Surg Consumable | PROBE SURGICAL 8225101 PRASS STANDARD MONOPOLAR STIMULATOR FLUSH-TIP STERILE DISPOSABLE | - | MEDTRONIC | 8225101 | PIONEER MEDICAL SUPPLIES LLC. | - | - | Each | - | 1000 | CONSUMABLES | - | - | - | - | CATHLAB | - | Medical Equipment and Accessories and Supplies | Medical diagnostic imaging and nuclear medicine products | Vascular imaging and interventional cardiology and cardiac catheterization lab products | Angioplasty balloon catheter | - | Y | Y | Y | Y | - | - | - | - | - | Y | 2200 | - | - | Active | - | - | Y | Y | - | - | - | - | - | - | - | - | - | - | - | A4649 | A4649 | 45090.4534259259 | [23 empty] | 42292603 Surgical probes or directors |  |  |  |  | Probe | Surgical | PRASS |  |  |  | STANDARD |  |  |  |  | MONOPOLAR, STIMULATOR FLUSH TIP |  | sterile |  | disposable | [10 empty] | QC Completed
ESI | 006 |  | ABC |  |  |  | ABC | ABC | Data Enrichment | ABC | 11th | [10 empty] | NMC | 803876 | 23735 | 2422908855 | 23735_2422908855 | Med-Surg Consumable | PROBE X-PAK 8225769 MEDTRONIC NIM NEURO SURGERY | - | MEDTRONIC | 8225769 | AL AMIN MEDICAL INSTRUMENTS LLC | - | - | Each | - | 7200 | CONSUMABLES | - | - | - | - | LABORATORY | - | Laboratory and Measuring and Observing and Testing Equipment | Laboratory and scientific equipment | Microorganism propagation and transformation media and kits and equipment | Microorganism propagation and transformation media and kits and equipment | - | Y | Y | Y | Y | - | - | - | - | - | Y | 150 | - | - | Active | - | - | Y | Y | - | - | - | - | - | - | - | - | - | - | - | A4649 | A4649 | 45090.5046643519 | [23 empty] | 42292603 Surgical probes or directors |  |  |  |  | Probe | Surgical | X-PAK | [8 empty] | NIM NEURO SURGERY | [14 empty] | QC Completed
ESI | 006 |  | ABC |  |  |  | ABC | ABC | Data Enrichment | ABC | 11th | [10 empty] | NMC | 803882 | 23744 | 2422906794 | 23744_2422906794 | Med-Surg Consumable | TRACKER INSTRUMENT 9733533 EM ENT STERILE 1's | - | MEDTRONIC | 9733533 | PIONEER MEDICAL SUPPLIES LLC. | - | - | BOX | - | 950 | CONSUMABLES | - | - | - | - | INSTRUMENT | - | NMC-Default | Na | NA | NA | - | Y | Y | Y | Y | - | - | - | - | - | Y | 2608 | - | - | Active | - | - | N | N | - | - | - | - | - | - | - | - | - | - | - | - | - | 45090.7165509259 | [23 empty] | 42295173 Surgical navigation system accessories |  |  |  |  | Tracker | Instrument |  |  | TRACKER INSTRUMENT 9733533 EM ENT STERILE 1's | [21 empty] | QC Completed
ESI | 006 |  | ABC |  |  |  | ABC | ABC | Data Enrichment | ABC | 11th | [10 empty] | NMC | 803883 | 23745 | 2422906569 | 23745_2422906569 | Med-Surg Consumable | TRACKER PATIENT 9734887/ 9734887XOM AXIEM NON-INVASIVE 1's | - | MEDTRONIC | 9734887 | PIONEER MEDICAL SUPPLIES LLC. | - | - | BOX | - | 1300 | CONSUMABLES | - | - | - | - | INSTRUMENT | - | NMC-Default | Na | NA | NA | - | Y | Y | Y | Y | - | - | - | - | - | Y | 668 | - | - | Active | - | - | N | N | - | - | - | - | - | - | - | - | - | - | - | - | - | 45090.7255787037 | [23 empty] | 42295173 Surgical navigation system accessories |  |  |  |  | Tracker | Patient |  |  | TRACKER PATIENT 9734887/ 9734887XOM AXIEM NON-INVASIVE 1's | [21 empty] | QC Completed
ESI | 006 |  | ABC |  |  |  | ABC | ABC | Data Enrichment | ABC | 11th | [10 empty] | NMC | 803903 | 23769 | 2422910727 | 23769_2422910727 | Med-Surg Consumable | SURGICAL PROCEEDURE BUR + IRRIGATION MASTOIDECTORY CONSUMABLES 1847B20LCT + 1847B30SCT + 1847B60SCC + 1847IRTUBBX + 1847B30SDM | - | MEDTRONIC |  | PIONEER MEDICAL SUPPLIES LLC. | - | - | EA | - | 4150 | CONSUMABLES | - | - | - | - | GENERAL ITEM | - | NMC-Default | Na | NA | NA | - | Y | Y | Y | Y | - | - | - | - | - | Y | 13.5 | - | - | Active | - | - | N | N | - | - | - | - | - | - | - | - | - | - | - | - | - | 45091.6524305556 | [23 empty] | 42291627 Surgical burr |  |  |  |  | Burr | Surgical | [9 empty] | PROCEEDURE, IRRIGATION, MASTOIDECTORY CONSUMABLE | [5 empty] | 1847B20LCT + 1847B30SCT + 1847B60SCC + 1847IRTUBBX + 1847B30SDM | [8 empty] | QC Completed
ESI | 006 |  | ABC |  |  |  | ABC | ABC | Data Enrichment | ABC | 11th | [10 empty] | NMC | 803904 | 23771 | 2422911048 | 23771_2422911048 | Med-Surg Consumable | SURGICAL ENT SHAVER | - | MEDTRONIC | - | INSURANCE PURPOSE | - | - | EA | - | 2164.5 | CONSUMABLES | - | - | - | - | ORTHOPAEDICS | - | Medical Equipment and Accessories and Supplies | Orthopedic surgical implants | Knee joint implants | Knee joint implants | - | Y | Y | Y | Y | - | - | - | - | - | Y | 2490 | - | - | Active | - | - | N | N | - | - | - | - | - | - | - | - | - | - | - | A4649 | A4649 | 45091.6736342593 | [23 empty] | 42295205 Surgical shaver equipment or handpieces |  |  |  |  | Shaver | Surgical |  |  | SURGICAL ENT SHAVER | [21 empty] | QC Completed
ESI | 006 |  | ABC |  |  |  | ABC | ABC | Data Enrichment | ABC | 11th | [10 empty] | NMC | 803910 | 23806 | 2422911094 | 23806_2422911094 | Med-Surg Consumable | TROCAR SURGICAL 179078PF VERSAPORT FIXATION 10 MM - 15 MM DISPOSABLE WITH SAFETY SHIELD | - | MEDTRONIC | 179078PF | AL ZAHRAWI MEDICAL SERVICES CO. W.L.L. | - | - | EA | - | 450 | CONSUMABLES | - | - | - | - | ORTHOPEDIC | - | Medical Equipment and Accessories and Supplies | Orthopedic surgical implants | Spinal implants | Spinal implants | - | Y | Y | Y | Y | - | - | - | - | - | Y | 9300 | - | - | Active | - | - | N | N | - | - | - | - | - | - | - | - | - | - | - | A4649 | A4649 | 45096.6949537037 | [23 empty] | 42291635 Surgical trocars for general use |  |  |  |  | Trocar | Surgical |  |  | TROCAR SURGICAL 179078PF VERSAPORT FIXATION 10 MM - 15 MM DISPOSABLE WITH SAFETY SHIELD | [21 empty] | QC Completed
ESI | 006 |  | ABC |  |  |  | ABC | ABC | Data Enrichment | ABC | 11th | [10 empty] | NMC | 803926 | 23854 | 2422910980 | 23854_2422910980 | Med-Surg Consumable | TRACKER INSTRUMENT 9733533XOM ENT STERILE 1's | - | MEDTRONIC | 9733533XOM | PIONEER MEDICAL SUPPLIES LLC. | - | - | BOX | - | 1250 | CONSUMABLES | - | - | - | - | INSTRUMENT | - | NMC-Default | Na | NA | NA | - | Y | Y | Y | Y | - | - | - | - | - | Y | 216.9 | - | - | Active | - | - | N | N | - | - | - | - | - | - | - | - | - | - | - | - | - | 45100.4271875 | [23 empty] | 42295173 Surgical navigation system accessories |  |  |  |  | Tracker | Instrument |  |  | TRACKER INSTRUMENT 9733533XOM ENT STERILE 1's | [21 empty] | QC Completed
ESI | 006 |  | ABC |  |  |  | ABC | ABC | Data Enrichment | ABC | 11th | [10 empty] | NMC | 803939 | 23894 | 2421402886 | 23894_2421402886 | Med-Surg Consumable | NEEDLE BIOPSY DSL-19-01 SHARKCORE FNB PRE LOADED OD19 GA EUS DELIVERY SYSTEM | - | MEDTRONIC | DSL-19-01 | AL ZAHRAWI MEDICAL SERVICES CO. W.L.L. | - | - | EA | - | 2000 | CONSUMABLES | - | - | - | - | ORTHOPAEDICS | - | Medical Equipment and Accessories and Supplies | Orthopedic surgical implants | Orthopedic trauma implants | Bone plate | - | Y | Y | Y | Y | - | - | - | - | - | Y | 2235.68 | - | - | Active | - | - | N | N | - | - | - | - | - | - | - | - | - | - | - | C1713 | C1713 | 45103.5699537037 | [23 empty] | 42142504 Biopsy needles |  |  |  |  | Needle | Biopsy | [5 empty] | 19 GA |  |  |  | SHARKCORE FNB, PRE LOADED, EUS DELIVERY SYSTEM | [14 empty] | QC Completed
ESI | 006 |  | ABC |  |  |  | ABC | ABC | Data Enrichment | ABC | 11th | [10 empty] | NMC | 803946 | 23901 | 2422910787 | 23901_2422910787 | Med-Surg Consumable | SURGICAL PROCEDURE EU-CLF-KITAC-TP CLOSUREFAST | - | MEDTRONIC | EU-CLF-KITAC-TP | XENITH LLC | - | - | KIT | - | 800 | CONSUMABLES | - | - | - | - | INSTRUMENT | - | NMC-Default | Na | NA | NA | - | Y | Y | Y | Y | - | - | - | - | - | Y | 2073.84 | - | - | Active | - | - | N | N | - | - | - | - | - | - | - | - | - | - | - | - | - | 45104.6566666667 | [23 empty] | 42295414 Surgical specialty procedure packs |  |  |  |  | Pack | Surgical Procedure | [9 empty] | EU-CLF-KITAC-TP CLOSUREFAST | [14 empty] | QC Completed
ESI | 006 |  | ABC |  |  |  | ABC | ABC | Data Enrichment | ABC | 11th | [10 empty] | NMC | 803955 | 23953 | 2422908405 | 23953_2422908405 | Med-Surg Consumable | SURGICAL PROCEDURE M973104A ADULT CUSTOM | - | MEDTRONIC | M973104A | NAGHI MEDICAL CO. LTD | - | - | Each | - | 970 | CONSUMABLES | - | - | - | - | INSTRUMENT | - | NMC-Default | Na | NA | NA | - | Y | Y | Y | Y | - | - | - | - | - | Y | 2468.86 | - | - | Active | - | - | N | N | - | - | - | - | - | - | - | - | - | - | - | - | - | 45104.7399305556 | [23 empty] | 42295414 Surgical specialty procedure packs |  |  |  |  | Pack | Surgical Procedure |  |  | ADULT | [7 empty] | CUSTOM | [13 empty] | QC Completed
ESI | 006 |  | ABC |  |  |  | ABC | ABC | Data Enrichment | ABC | 11th | [10 empty] | NMC | 803956 | 23954 | 2422910813 | 23954_2422910813 | Med-Surg Consumable | CANISTER ASPIRATION MAC-1200 RIPTIDE MEDTRONIC | - | MEDTRONIC | MAC-1200 | XENITH LLC | - | - | EA | - | 2000 | CONSUMABLES | - | - | - | - | GENERAL MEDICAL CONSUMABLES | - | Medical Equipment and Accessories and Supplies | Surgical products | Surgical support supplies | Surgical suction or irrigation tubing or accessories | - | Y | Y | Y | Y | - | - | - | - | - | Y | 2.6 | - | - | Active | - | - | N | N | - | - | - | - | - | - | - | - | - | - | - | A7002 | A7002 | 45104.7453125 | [23 empty] | 42295123 Surgical suction machine or vacuum extractor or ultrasonic surgical aspirator |  |  |  |  | Canister | Aspiration | RIPTIDE | [23 empty] | QC Completed
ESI | 006 |  | ABC |  |  |  | ABC | ABC | Data Enrichment | ABC | 11th | [10 empty] | NMC | 803958 | 23958 | 2411102785 | 23958_2411102785 | Med-Surg Consumable | CARTRIDGE ANALYZER 402-03 ACT PLUS 2 CHANNEL HIGH RANGE DISPOSABLE 50's | - | MEDTRONIC | MEDTRONIC | NAGHI MEDICAL CO. LTD | - | - | BOX | - | 620 | CONSUMABLES | - | - | - | - | INSTRUMENT | - | NMC-Default | Na | NA | NA | - | Y | Y | Y | Y | - | - | - | - | - | Y | 450.07 | - | - | Active | - | - | N | N | - | - | - | - | - | - | - | - | - | - | - | - | - | 45104.9501388889 | [23 empty] | 41115808 Chemistry analyzer accessories or supplies |  |  |  |  | Cartridge | Analyzer | ACT PLUS | [8 empty] | 2 CHANNEL, HIGH RANGE | [14 empty] | QC Completed
ESI | 006 |  | ABC |  |  |  | ABC | ABC | Data Enrichment | ABC | 11th | [10 empty] | NMC | 803963 | 23972 | 2422909377 | 23972_2422909377 | Med-Surg Consumable | FOOTSWITCH ELECTROSURGICAL E2505 10FR X 15 CM SUCTION COAGULATOR DISPOSABLE | - | MEDTRONIC | MEDTRONIC | AL ZAHRAWI MEDICAL SERVICES CO. W.L.L. | - | - | Each | - | 2250 | CONSUMABLES | - | - | - | - | INSTRUMENT | - | NMC-Default | Na | NA | NA | - | Y | Y | Y | Y | - | - | - | - | - | Y | 941.19 | - | - | Active | - | - | N | N | - | - | - | - | - | - | - | - | - | - | - | - | - | 45107.4706828704 | [23 empty] | 42295143 Electrosurgical or electrocautery accessories or attachments |  |  |  |  | Footswitch | Electrosurgical | [5 empty] | 10FRX15CM |  |  |  | SUCTION, COAGULATOR |  |  |  | DISPOSABLE | [10 empty] | QC Completed
ESI | 006 |  | ABC |  |  |  | ABC | ABC | Data Enrichment | ABC | 11th | [10 empty] | NMC | 803964 | 23978 | 2422909719 | 23978_2422909719 | Med-Surg Consumable | SURGICAL PROCEDURE NMCR-LBIH LAPAROSCOPIC BILATERAL INGUINAL HERNIA MESH IMPLANT 1's WITH PPL1510X3 PARIETENE LIGHT 2's, RELTACK33X10 MESH 1's, ONB11STF TROCAR 1's, NONB5STF 2's, 176643 ENDO SHEARS II X6 1's, 172015 SURGINEEDLE X12 1's | - | MEDTRONIC | MEDTRONIC | AL ZAHRAWI MEDICAL SERVICES CO. W.L.L. | - | - | SET | - | 4180 | CONSUMABLES | - | - | - | - | INSTRUMENT | - | NMC-Default | Na | NA | NA | - | Y | Y | Y | Y | - | - | - | - | - | Y | 1656.2 | - | - | Active | - | - | N | N | - | - | - | - | - | - | - | - | - | - | - | - | - | 45107.47875 | [23 empty] | 42295414 Surgical specialty procedure packs |  |  |  |  | Pack | Surgical Procedure | [9 empty] | NMCR-LBIH LAPAROSCOPIC BILATERAL INGUINAL HERNIA MESH IMPLANT 1's WITH PPL1510X3 PARIETENE LIGHT 2's, RELTACK33X10 MESH 1's, ONB11STF TROCAR 1's, NONB5STF 2's, 176643 ENDO SHEARS II X6 1's, 172015 SURGINEEDLE X12 1's | [14 empty] | QC Completed
ESI | 006 |  | ABC |  |  |  | ABC | ABC | Data Enrichment | ABC | 11th | [10 empty] | NMC | 803968 | 23985 | 2471300137 | 23985_2471300137 | Med-Surg Consumable | WIPES INSTRUMENT CLEANING 2218525 3.5 IN X 3.5 IN 25's | - | MEDTRONIC | MEDTRONIC | PIONEER MEDICAL SUPPLIES LLC. | - | - | PKT | - | 625 | CONSUMABLES | - | - | - | - | ORTHOPAEDICS | - | Medical Equipment and Accessories and Supplies | Orthopedic surgical implants | Soft tissue fixation products | Suture anchor | - | Y | Y | Y | Y | - | - | - | - | - | Y | 2024.75 | - | - | Active | - | - | N | N | - | - | - | - | - | - | - | - | - | - | - | A4649 | A4649 | 45107.5127546296 | [23 empty] | 42281704 Instrument cleaners or detergents |  |  |  |  | Wipe | Instrument |  |  | WIPES INSTRUMENT CLEANING 2218525 3.5 IN X 3.5 IN 25's | [21 empty] | QC Completed
ESI | 006 |  | ABC |  |  |  | ABC | ABC | Data Enrichment | ABC | 11th | [10 empty] | NMC | 803972 | 23989 | 2422924861 | 23989_2422924861 | Med-Surg Consumable | CARDIAC SURGERY PACK (QASIMI) 009185-1 MFR:MEDTRONIC/AMS | - | MEDTRONIC | MEDTRONIC/AMS | NAGHI MEDICAL CO. LTD | - | - | Each | - | 1455 | CONSUMABLES | - | - | - | - | GENERAL MEDICAL CONSUMABLES | - | Apparel and Luggage and Personal Care Products | Clothing | Undergarments | Underpants | - | Y | Y | Y | Y | - | - | - | - | - | Y | 1.2 | - | - | Active | - | - | N | N | - | - | - | - | - | - | - | - | - | - | - | A4649 | A4649 | 45110.3534027778 | [23 empty] | 42295414 Surgical specialty procedure packs |  |  |  |  | Pack | Surgical Procedure | [9 empty] | CARDIAC QASIMI | [14 empty] | QC Completed
ESI | 006 |  | ABC |  |  |  | ABC | ABC | Data Enrichment | ABC | 11th | [10 empty] | NMC | 803973 | 24022 | 2422910826 | 24022_2422910826 | Med-Surg Consumable | SURGICAL PROCEDURE NMC-L-B-I-H-K BILATERAL INGUINAL HERNIA REPAIR | - | MEDTRONIC | NMC-L-B-I-H-K | AL ZAHRAWI MEDICAL SERVICES CO. W.L.L. | - | - | SET | - | 7690 | CONSUMABLES | - | - | - | - | NICU | - | Medical Equipment and Accessories and Supplies | Respiratory and anesthesia and resuscitation products | Intubation supplies | Laryngoscopes or accessories | - | Y | Y | Y | Y | - | - | - | - | - | Y | 43 | - | - | Active | - | - | N | N | - | - | - | - | - | - | - | - | - | - | - | A4649 | A4649 | 45112.6003935185 | [23 empty] | 42295414 Surgical specialty procedure packs |  |  |  |  | Pack | Surgical Procedure | [9 empty] | BILATERAL INGUINAL HERNIA REPAIR | [14 empty] | QC Completed
ESI | 006 |  | ABC |  |  |  | ABC | ABC | Data Enrichment | ABC | 11th | [10 empty] | NMC | 803974 | 24023 | 2422910828 | 24023_2422910828 | Med-Surg Consumable | SURGICAL PROCEDURE NMC-L-L-I-H-K UNILATERAL LEFT INGUINAL HERNIA | - | MEDTRONIC | NMC-L-L-I-H-K | AL ZAHRAWI MEDICAL SERVICES CO. W.L.L. | - | - | SET | - | 6690 | CONSUMABLES | - | - | - | - | OPHTHALMOLOGY | - | Medical Equipment and Accessories and Supplies | Surgical products | Surgical implants and expanders and extenders and surgical wires and related products | Intraocular lens IOL | - | Y | Y | Y | Y | - | - | - | - | - | Y | 600 | - | - | Active | - | - | Y | Y | - | - | - | - | - | - | - | - | - | - | - | C1780 | C1780 | 45112.6075694444 | [23 empty] | 42295414 Surgical specialty procedure packs |  |  |  |  | Pack | Surgical Procedure | [9 empty] | UNILATERAL LEFT INGUINAL HERNIA | [14 empty] | QC Completed
ESI | 006 |  | ABC |  |  |  | ABC | ABC | Data Enrichment | ABC | 11th | [10 empty] | NMC | 803975 | 24024 | 2422910827 | 24024_2422910827 | Med-Surg Consumable | SURGICAL PROCEDURE NMC-L-R-I-H-K UNILATERAL RIGHT INGUINAL HERNIA | - | MEDTRONIC | NMC-L-R-I-H-K | AL ZAHRAWI MEDICAL SERVICES CO. W.L.L. | - | - | SET | - | 6690 | CONSUMABLES | - | - | - | - | ORTHOPAEDICS | - | Medical Equipment and Accessories and Supplies | Orthopedic surgical implants | Orthopedic trauma implants | Bone plate | - | Y | Y | Y | Y | - | - | - | - | - | Y | 1000 | - | - | Active | - | - | N | N | - | - | - | - | - | - | - | - | - | - | - | C1713 | C1713 | 45112.6172569444 | [23 empty] | 42295414 Surgical specialty procedure packs |  |  |  |  | Pack | Surgical Procedure | [9 empty] | UNILATERAL RIGHT INGUINAL HERNIA | [14 empty] | QC Completed
ESI | 006 |  | ABC |  |  |  | ABC | ABC | Data Enrichment | ABC | 11th | [10 empty] | NMC | 803989 | 24102 | 2422911138 | 24102_2422911138 | Med-Surg Consumable | RETRIEVER CLOT SFR4-4-40-10 SOLITAIRE X REVASCULARIZATION DEVICE SIZE 4 X 40MM | - | MEDTRONIC | SFR4-4-40-10 | XENITH LLC | - | - | EA | - | 28025 | CONSUMABLES | - | - | - | - | ORTHOPAEDICS | - | Medical Equipment and Accessories and Supplies | Orthopedic surgical implants | Soft tissue fixation products | Suture anchor | - | Y | Y | Y | Y | - | - | - | - | - | Y | 1446.25 | - | - | Active | - | - | N | N | - | - | - | - | - | - | - | - | - | - | - | C1713 | C1713 | 45123.5397916667 | [23 empty] | 42296818 Surgical retriever sets |  |  |  |  | Retriever | Surgical |  |  | RETRIEVER CLOT SFR4-4-40-10 SOLITAIRE X REVASCULARIZATION DEVICE SIZE 4 X 40MM | [21 empty] | QC Completed
ESI | 006 |  | ABC |  |  |  | ABC | ABC | Data Enrichment | ABC | 11th | [10 empty] | NMC | 803990 | 24103 | 2422911095 | 24103_2422911095 | Med-Surg Consumable | SURGICAL PROCEDURE SIGPSHELL SIGNIA POWER CONTROL SHELL | - | MEDTRONIC | SIGPSHELL | AL ZAHRAWI MEDICAL SERVICES CO. W.L.L. | - | - | SET | - | 1300 | CONSUMABLES | - | - | - | - | LABORATORY | - | Laboratory and Measuring and Observing and Testing Equipment | Measuring and observing and testing instruments | Manual test kits and quality controls and calibrators and standards | Immunology or serology quality controls or calibrators or standards | - | Y | Y | Y | Y | - | - | - | - | - | Y | 400 | - | - | Active | - | - | Y | Y | - | - | - | - | - | - | - | - | - | - | - | A4649 | A4649 | 45124.4401967593 | [23 empty] | 42295414 Surgical specialty procedure packs |  |  |  |  | Pack | Surgical Procedure | [9 empty] | SIGPSHELL SIGNIA POWER CONTROL SHELL | [14 empty] | QC Completed
ESI | 006 |  | ABC |  |  |  | ABC | ABC | Data Enrichment | ABC | 11th | [10 empty] | NMC | 803991 | 24104 | 2422911303 | 24104_2422911303 | Med-Surg Consumable | SNARE POLYPECTOMY SK700 AMPLATZ GOOSE NECK MICROSNARE OD7 MM X L175 CM EACH | - | MEDTRONIC | SK700 | XENITH LLC | - | - | EA | - | 4000 | CONSUMABLES | - | - | - | - | INSTRUMENT | - | NMC-Default | Na | NA | NA | - | Y | Y | Y | Y | - | - | - | - | - | Y | 4690 | - | - | Active | - | - | N | N | - | - | - | - | - | - | - | - | - | - | - | - | - | 45124.5033449074 | [23 empty] | 42291616 Surgical snares or snare wires |  |  |  |  | Snare | Surgical |  |  | SNARE POLYPECTOMY SK700 AMPLATZ GOOSE NECK MICROSNARE OD7 MM X L175 CM EACH | [21 empty] | QC Completed
ESI | 006 |  | ABC |  |  |  | ABC | ABC | Data Enrichment | ABC | 11th | [10 empty] | NMC | 803992 | 24105 | 2422910719 | 24105_2422910719 | Med-Surg Consumable | SURGICAL PROCEDURE SLTASIGKIT BARIATRIC SIGNIA | - | MEDTRONIC | SLTASIGKIT | TRAUMA CARE MEDICAL EQUIPMENTS TRADING L.L.C | - | - | SET | - | 11200 | CONSUMABLES | - | - | - | - | INSTRUMENT | - | NMC-Default | Na | NA | NA | - | Y | Y | Y | Y | - | - | - | - | - | Y | 5100 | - | - | Active | - | - | N | N | - | - | - | - | - | - | - | - | - | - | - | - | - | 45124.5048263889 | [23 empty] | 42295414 Surgical specialty procedure packs |  |  |  |  | Pack | Surgical Procedure | [9 empty] | SLTASIGKIT BARIATRIC SIGNIA | [14 empty] | QC Completed
ESI | 006 |  | ABC |  |  |  | ABC | ABC | Data Enrichment | ABC | 11th | [10 empty] | NMC | 803996 | 24115 | 2422921044 | 24115_2422921044 | Med-Surg Consumable | ONYX 18 LIQUID EMBOLIC SYSTEM 05-7000-060 MFG: MEDTRONIC USA | - | MEDTRONIC | MEDTRONICS -USA | XENITH LLC | - | - | Each | - | 6600 | CONSUMABLES | - | - | - | - | ORTHOPAEDICS | - | Medical Equipment and Accessories and Supplies | Orthopedic surgical implants | Orthopedic trauma implants | Bone plate | - | Y | Y | Y | Y | - | - | - | - | - | Y | 1379.43 | - | - | Active | - | - | N | N | - | - | - | - | - | - | - | - | - | - | - | C1713 | C1713 | 45126.4754282407 | [23 empty] | 42295310 Surgical perfusion cannulas or catheters accessories |  |  |  |  | System | Embolic Protection |  |  | ONYX 18 LIQUID EMBOLIC SYSTEM 05-7000-060 MFG: MEDTRONIC USA | [21 empty] | QC Completed
ESI | 006 |  | ABC |  |  |  | ABC | ABC | Data Enrichment | ABC | 11th | [10 empty] | NMC | 803997 | 24117 | 2422921046 | 24117_2422921046 | Med-Surg Consumable | MIRAGE 103.0608 0.08" HYDROPHILIC GUIDEWIRE 200CM MFG: MEDTRONIC USA | - | MEDTRONIC | MEDTRONICS -USA | XENITH LLC | - | - | Each | - | 2500 | CONSUMABLES | - | - | - | - | ORTHOPAEDICS | - | Medical Equipment and Accessories and Supplies | Orthopedic surgical implants | Orthopedic trauma implants | Bone plate | - | Y | Y | Y | Y | - | - | - | - | - | Y | 1140.17 | - | - | Active | - | - | N | N | - | - | - | - | - | - | - | - | - | - | - | C1713 | C1713 | 45126.5065393519 | [23 empty] | 42293414 Introducer or guide pin or guidewire or glidewire or guide rod |  |  |  |  | Guidewire | Surgical | MIRAGE |  |  |  |  | 0.08inx200cm |  |  |  | HYDROPHILIC | [14 empty] | QC Completed
ESI | 006 |  | ABC |  |  |  | ABC | ABC | Data Enrichment | ABC | 11th | [10 empty] | NMC | 804010 | 24174 | 2422921964 | 24174_2422921964 | Med-Surg Consumable | COOKED MEAT BROTH ,10/PACK # 4321507 | - | MEDYSINAL | MEDYSINAL | PHARMATRADE | - | - | BOX | - | 85 | CONSUMABLES | - | - | - | - | DERMATOLOGY/COSMETIC ITEMS | - | Medical Equipment and Accessories and Supplies | Surgical products | Surgical implants and expanders and extenders and surgical wires and related products | Plastic or cosmetic implant or tissue expander or set | - | Y | Y | Y | Y | - | - | - | - | - | Y | 1400 | - | - | Active | - | - | N | N | - | - | - | - | - | - | - | - | - | - | - | C1789 | C1789 | 45131.7313194444 | [23 empty] | 41106200 Microorganism propagation and transformation media and kits and equipment |  |  |  |  | Broth | Microbiology | [9 empty] | COOKED MEAT | [14 empty] | QC Completed
ESI | 006 |  | ABC |  |  |  | ABC | ABC | Data Enrichment | ABC | 11th | [10 empty] | NMC | 804011 | 24175 | 2422921965 | 24175_2422921965 | Med-Surg Consumable | TRYPTICASE SOY BROTH,10/PACK #4321715 | - | MEDYSINAL | MEDYSINAL | PHARMATRADE | - | - | BOX | - | 40 | CONSUMABLES | - | - | - | - | OPHTHALMOLOGY | - | Medical Equipment and Accessories and Supplies | Surgical products | Surgical implants and expanders and extenders and surgical wires and related products | Intraocular lens IOL | - | Y | Y | Y | Y | - | - | - | - | - | Y | 600 | - | - | Active | - | - | Y | Y | - | - | - | - | - | - | - | - | - | - | - | C1780 | C1780 | 45131.7332986111 | [23 empty] | 41106200 Microorganism propagation and transformation media and kits and equipment |  |  |  |  | Broth | Microbiology | [9 empty] | TRYPTICASE SOY | [14 empty] | QC Completed
ESI | 006 |  | ABC |  |  |  | ABC | ABC | Data Enrichment | ABC | 11th | [10 empty] | NMC | 804040 | 24284 | 2411102158 | 24284_2411102158 | Med-Surg Consumable | STRIP PH TEST 19535.0001 INDICATOR PAPER 0-14 100's | - | MERCK | 19535.0001 | AL MAZROUI MEDICAL & CHEMICAL SUPPLIES | - | - | BOX | - | 45 | CONSUMABLES | - | - | - | - | OPERATION THEATRE | - | Medical Equipment and Accessories and Supplies | Orthopedic surgical implants | Spinal implants | Spinal interbody cage | - | Y | Y | Y | Y | - | - | - | - | - | Y | 3750 | - | - | Active | - | - | N | N | - | - | - | - | - | - | - | - | - | - | - | C1776 | C1776 | 45141.6285416667 | [23 empty] | 41113034 pH test strips or papers |  |  |  |  | strip | Ph Test |  |  | STRIP PH TEST 19535.0001 INDICATOR PAPER 0-14 100's | [21 empty] | QC Completed
ESI | 006 |  | ABC |  |  |  | ABC | ABC | Data Enrichment | ABC | 11th | [10 empty] | NMC | 804049 | 24323 | 2422702123 | 24323_2422702123 | Med-Surg Consumable | RESUSCITATOR MANUAL 10-50900 T-PIECE CIRCUIT 10's | - | Mercury Medical | Mercury Medical | HESSA MEDICAL EQUIPMENT | - | - | BOX | - | 350 | CONSUMABLES | - | - | - | - | ORTHOPAEDICS | - | Medical Equipment and Accessories and Supplies | Orthopedic surgical implants | Spinal implants | Spinal rod | - | Y | Y | Y | Y | - | - | - | - | - | Y | 1900 | - | - | Active | - | - | N | N | - | - | - | - | - | - | - | - | - | - | - | C1776 | C1776 | 45147.5884490741 | [23 empty] | 42272301 Manual resuscitators |  |  |  |  | Resuscitator | Manual | [9 empty] | T PIECE CIRCUIT | [14 empty] | QC Completed
ESI | 006 |  | ABC |  |  |  | ABC | ABC | Data Enrichment | ABC | 11th | [10 empty] | NMC | 804055 | 24352 | 2422909715 | 24352_2422909715 | Med-Surg Consumable | DELIVERY SYSTEM AND REFLECTOR SSR75S-01 SCOUT 7.5 CM NEEDLE SINGLE HAND | - | MERIT MEDICAL | MERIT MEDICAL | PROMEDEX MEDICAL EQUIPMENTS TRADING | - | - | Each | - | 4500 | CONSUMABLES | - | - | - | - | ENDOSCOPY | - | Medical Equipment and Accessories and Supplies | Surgical products | Endoscopic instruments and supplies and accessories and related products | Endoscopic instrument sets | - | Y | Y | Y | Y | - | - | - | - | - | Y | 1350 | - | - | Active | - | - | N | N | - | - | - | - | - | - | - | - | - | - | - | A4649 | A4649 | 45153.3605787037 | [23 empty] | 42181920 Cardiac output CO monitoring unit accessories |  |  |  |  | System | Delivery |  |  | DELIVERY SYSTEM AND REFLECTOR SSR75S-01 SCOUT 7.5 CM NEEDLE SINGLE HAND | [21 empty] | QC Completed
ESI | 006 |  | ABC |  |  |  | ABC | ABC | Data Enrichment | ABC | 11th | [10 empty] | NMC | 804061 | 24370 | 2512400104 | 24370_2512400104 | Med-Surg Consumable | TREATMENT MESOTHERAPY MESOAGE MESO HAIR 5 X 10ML | - | MESOAGE | MESOAGE | AK INTERNATIONAL LLC | - | - | KIT | - | 880 | CONSUMABLES | - | - | - | - | ORTHOPAEDICS | - | Medical Equipment and Accessories and Supplies | Orthopedic surgical implants | Soft tissue fixation products | Soft tissue fixation products | - | Y | Y | Y | Y | - | - | - | - | - | Y | 1026 | - | - | Active | - | - | N | N | - | - | - | - | - | - | - | - | - | - | - | C1776 | C1776 | 45156.4186574074 | [23 empty] | 53131613 Facial care products |  |  |  |  | treatment | mesotherapy |  |  | MESOAGE MESO HAIR 5 X 10ML | [21 empty] | QC Completed
ESI | 006 |  | ABC |  |  |  | ABC | ABC | Data Enrichment | ABC | 11th | [10 empty] | NMC | 804062 | 24371 | 2512400112 | 24371_2512400112 | Med-Surg Consumable | TREATMENT MESOTHERAPY MESOAGE FINASTERIDE 0.05% 10ML | - | MESOAGE | MESOAGE | AK INTERNATIONAL LLC | - | - | Each | - | 400 | CONSUMABLES | - | - | - | - | OPHTHALMOLOGY | - | Medical Equipment and Accessories and Supplies | Surgical products | Ophthalmic specialty instruments and related products | Ophthalmic specialty instruments and related products | - | Y | Y | Y | Y | - | - | - | - | - | Y | 1500 | - | - | Active | - | - | Y | Y | - | - | - | - | - | - | - | - | - | - | - | A4649 | A4649 | 45156.4648263889 | [23 empty] | 53131613 Facial care products |  |  |  |  | treatment | mesotherapy |  |  | MESOAGE FINASTERIDE 0.05% 10ML | [21 empty] | QC Completed
ESI | 006 |  | ABC |  |  |  | ABC | ABC | Data Enrichment | ABC | 11th | [10 empty] | NMC | 804073 | 24385 | 2531301017 | 24385_2531301017 | Med-Surg Consumable | TREATMENT MESOTHERAPY L97 ELASTHASE STRETCH MARK MESOTECH 10 X 5ML | - | MESOTECH | L97 | LA VIDA FZE | - | - | BOX | - | 1050 | CONSUMABLES | - | - | - | - | OPERATION THEATRE | - | Medical Equipment and Accessories and Supplies | Surgical products | Surgical clamps and forceps and surgical ligators and related instruments | Surgical clamps or clips or forceps or accessories | - | Y | Y | Y | Y | - | - | - | - | - | Y | 1000 | - | - | Active | - | - | N | N | - | - | - | - | - | - | - | - | - | - | - | A4649 | A4649 | 45159.57875 | [23 empty] | 53131613 Facial care products |  |  |  |  | treatment | mesotherapy |  |  | L97 ELASTHASE STRETCH MARK MESOTECH 10 X 5ML | [21 empty] | QC Completed
ESI | 006 |  | ABC |  |  |  | ABC | ABC | Data Enrichment | ABC | 11th | [10 empty] | NMC | 804075 | 24387 | 2512400189 | 24387_2512400189 | Med-Surg Consumable | TREATMENT MESOTHERAPY DERMAQUAL EGF GENESIS TRIGGER CELL RENEWAL 5 X 10ML | - | MESOTECH | MESOTECH S.R.L | LYION COSMO TRADE LLC | - | - | BOX | - | 500 | CONSUMABLES | - | - | - | - | INSTRUMENT | - | NMC-Default | Na | NA | NA | - | Y | Y | Y | Y | - | - | - | - | - | Y | 1499 | - | - | Active | - | - | N | N | - | - | - | - | - | - | - | - | - | - | - | - | - | 45159.6498842593 | [23 empty] | 53131613 Facial care products |  |  |  |  | treatment | mesotherapy |  |  | DERMAQUAL EGF GENESIS TRIGGER CELL RENEWAL 5 X 10ML | [21 empty] | QC Completed
ESI | 006 |  | ABC |  |  |  | ABC | ABC | Data Enrichment | ABC | 11th | [10 empty] | NMC | 804076 | 24388 | 2421402505 | 24388_2421402505 | Med-Surg Consumable | NEEDLE AESTHETIC MESOTHERAPY OD32 G X L4 MM MESOTECH 100's | - | MESOTECH | MESOTECH S.R.L | PRIME MARK DRUG STORE L.L.C | - | - | BOX | - | 95 | CONSUMABLES | - | - | - | - | INSTRUMENT | - | NMC-Default | Na | NA | NA | - | Y | Y | Y | Y | - | - | - | - | - | Y | 2208 | - | - | Active | - | - | N | N | - | - | - | - | - | - | - | - | - | - | - | - | - | 45159.6715972222 | [23 empty] | 42142500 Injection and aspiration needles and accessories |  |  |  |  | Needle | Mesotherapy | MESOTECH |  |  |  |  | 32GaX4MM |  |  |  | AESTHETIC | [14 empty] | QC Completed
ESI | 006 |  | ABC |  |  |  | ABC | ABC | Data Enrichment | ABC | 11th | [10 empty] | NMC | 804090 | 24450 | 2421900239 | 24450_2421900239 | Med-Surg Consumable | WHEELCHAIR PATIENT 3.600 SERVICE SW48 CM ELEVATING EACH | - | MEYRA | - | NMCSPHALN - OP PHARMACY | - | - | Each | - | 1800 | CONSUMABLES | - | - | - | - | GENERAL SURGERY | - | Medical Equipment and Accessories and Supplies | Surgical products | Surgical implants and expanders and extenders and surgical wires and related products | Surgical mesh or tissue barrier | - | Y | Y | Y | Y | - | - | - | - | - | Y | 600 | - | - | Active | - | - | N | N | - | - | - | - | - | - | - | - | - | - | - | C1781 | C1781 | 45165.4046180556 | [23 empty] | 42192210 Wheelchairs |  |  |  |  | Wheelchair | Patient |  |  | WHEELCHAIR PATIENT 3.600 SERVICE SW48 CM ELEVATING EACH | [21 empty] | QC Completed
ESI | 006 |  | ABC |  |  |  | ABC | ABC | Data Enrichment | ABC | 11th | [10 empty] | NMC | 804095 | 24455 | 2422700851 | 24455_2422700851 | Med-Surg Consumable | SENSOR FLOW 758100-004 PREVENT OD3.5 CM X L7.26 CM PITOT TUBE 24's | - | MGC DIAGNOSTICS | 758100-004 | ATLAS MEDICAL L.L.C | - | - | BOX | - | 1400 | CONSUMABLES | - | - | - | - | INSTRUMENT | - | NMC-Default | Na | NA | NA | - | Y | Y | Y | Y | - | - | - | - | - | Y | 230 | - | - | Active | - | - | N | N | - | - | - | - | - | - | - | - | - | - | - | - | - | 45166.3470138889 | [23 empty] | 42181803 Pulse oximeter probes or sensors |  |  |  |  | Sensor | Oximeter |  |  | SENSOR FLOW 758100-004 PREVENT OD3.5 CM X L7.26 CM PITOT TUBE 24's | [21 empty] | QC Completed
ESI | 006 |  | ABC |  |  |  | ABC | ABC | Data Enrichment | ABC | 11th | [10 empty] | NMC | 804117 | 24495 | 2421507135 | 24495_2421507135 | Med-Surg Consumable | SPREADER ENDODONTIC 20153011 SIZE TS1 REVO L25 MM 6's | - | MICROMEGA | 20153011 | AL ARABIA MEDICAL SURGICAL EQUIPMENT TRADING LLC. | - | - | PKT | - | 155 | CONSUMABLES | - | - | - | - | INSTRUMENT | - | NMC-Default | Na | NA | NA | - | Y | Y | Y | Y | - | - | - | - | - | Y | 650 | - | - | Active | - | - | N | N | - | - | - | - | - | - | - | - | - | - | - | - | - | 45168.3683796296 | [23 empty] | 42151656 Dental spreaders |  |  |  |  | Spreader | Dental |  |  | SPREADER ENDODONTIC 20153011 SIZE TS1 REVO L25 MM 6's | [21 empty] | QC Completed
ESI | 006 |  | ABC |  |  |  | ABC | ABC | Data Enrichment | ABC | 11th | [10 empty] | NMC | 804118 | 24496 | 2421540128 | 24496_2421540128 | Med-Surg Consumable | HEDSTROEM FILES 25MM NO. 10 | - | MICROMEGA | MICROMEGA | SCORPIOS INTERNATIONAL LLC | - | - | Each | - | 2.5 | CONSUMABLES | - | - | - | - | INSTRUMENT | - | NMC-Default | Na | NA | NA | - | Y | Y | Y | Y | - | - | - | - | - | Y | 620.25 | - | - | Active | - | - | N | N | - | - | - | - | - | - | - | - | - | - | - | - | - | 45168.3714699074 | [23 empty] | 42151620 Dental files or rasps |  |  |  |  | File | Dental | [5 empty] | 25mm |  |  |  | HEDSTROEM, NO.10 | [14 empty] | QC Completed
ESI | 006 |  | ABC |  |  |  | ABC | ABC | Data Enrichment | ABC | 11th | [10 empty] | NMC | 804119 | 24497 | 2421507875 | 24497_2421507875 | Med-Surg Consumable | SPREADER ENDODONTIC MICRO MEGA SIZE TS2 REVO L25 MM 6'S | - | MICROMEGA | MICROMEGA | AL ARABIA MEDICAL SURGICAL EQUIPMENT TRADING LLC. | - | - | PKT | - | 155 | CONSUMABLES | - | - | - | - | INSTRUMENT | - | NMC-Default | Na | NA | NA | - | Y | Y | Y | Y | - | - | - | - | - | Y | 620.25 | - | - | Active | - | - | N | N | - | - | - | - | - | - | - | - | - | - | - | - | - | 45168.374525463 | [23 empty] | 42151656 Dental spreaders |  |  |  |  | Spreader | Dental |  |  | SPREADER ENDODONTIC MICRO MEGA SIZE TS2 REVO L25 MM 6'S | [21 empty] | QC Completed
ESI | 006 |  | ABC |  |  |  | ABC | ABC | Data Enrichment | ABC | 11th | [10 empty] | NMC | 804120 | 24498 | 2421507967 | 24498_2421507967 | Med-Surg Consumable | SPREADER ENDODONTIC MICRO MEGA SIZE TS1 REVO L25 MM 6'S | - | MICROMEGA | MICROMEGA | AL ARABIA MEDICAL SURGICAL EQUIPMENT TRADING LLC. | - | - | PKT | - | 155 | CONSUMABLES | - | - | - | - | INSTRUMENT | - | NMC-Default | Na | NA | NA | - | Y | Y | Y | Y | - | - | - | - | - | Y | 620.25 | - | - | Active | - | - | N | N | - | - | - | - | - | - | - | - | - | - | - | - | - | 45168.3765625 | [23 empty] | 42151656 Dental spreaders |  |  |  |  | Spreader | Dental |  |  | SPREADER ENDODONTIC MICRO MEGA SIZE TS1 REVO L25 MM 6'S | [21 empty] | QC Completed
ESI | 006 |  | ABC |  |  |  | ABC | ABC | Data Enrichment | ABC | 11th | [10 empty] | NMC | 804125 | 24507 | 2421402847 | 24507_2421402847 | Med-Surg Consumable | BOWL MIXING EDMIX | - | MICROPORT ORTHOPEDIC | EDMIX | SURGITECH MEDICAL SUPPLIES | - | - | EA | - | 45.36 | CONSUMABLES | - | - | - | - | ORTHOPAEDICS | - | Medical Equipment and Accessories and Supplies | Orthopedic surgical implants | Spinal implants | Spinal interbody cage | - | Y | Y | Y | Y | - | - | - | - | - | Y | 5500 | - | - | Active | - | - | N | N | - | - | - | - | - | - | - | - | - | - | - | C1776 | C1776 | 45168.4510763889 | [23 empty] | 42141605 Medical mixing or solution basins or bowls |  |  |  |  | Bowl | Mixing | EDMIX | [23 empty] | QC Completed
ESI | 006 |  | ABC |  |  |  | ABC | ABC | Data Enrichment | ABC | 11th | [10 empty] | NMC | 804140 | 24601 | 2422905402 | 24601_2422905402 | Med-Surg Consumable | TIP SUCTION YANKAUER HANDLE WITHOUT VENT CROWN TIP | - | MICROTECH | MICROTECH | ROYAL CARE MEDICAL EQUIP. TRDG | - | - | Each | - | 2 | CONSUMABLES | - | - | - | - | GENERAL MEDICAL CONSUMABLES | - | Medical Equipment and Accessories and Supplies | Surgical products | Surgical support supplies | Surgical custom or specialty procedure packs | - | Y | Y | Y | Y | - | - | - | - | - | Y | 23.4 | - | - | Active | - | - | N | N | - | - | - | - | - | - | - | - | - | - | - | A4649 | A4649 | 45175.6963194444 | [23 empty] | 42293523 Medical or surgical suction sets or kits |  |  |  |  | Tip | Suction |  |  | TIP SUCTION YANKAUER HANDLE WITHOUT VENT CROWN TIP | [21 empty] | QC Completed
ESI | 006 |  | ABC |  |  |  | ABC | ABC | Data Enrichment | ABC | 11th | [10 empty] | NMC | 804148 | 24638 | 2423101878 | 24638_2423101878 | Med-Surg Consumable | SPONGE GAUZE MICROTECH L2 IN X W2 IN 12 PLY PLAIN NON STERILE 100's | - | MICROTECH | MICROTECH | ALL CARE MEDICAL SUPPLIES L.L.C | - | - | BOX | - | 2.71 | CONSUMABLES | - | - | - | - | INSTRUMENT | - | NMC-Default | Na | NA | NA | - | Y | Y | Y | Y | - | - | - | - | - | Y | 152 | - | - | Active | - | - | N | N | - | - | - | - | - | - | - | - | - | - | - | - | - | 45180.3485416667 | [23 empty] | 42311512 Gauze sponges |  |  |  |  | Sponge | Gauze |  |  | SPONGE GAUZE MICROTECH L2 IN X W2 IN 12 PLY PLAIN NON STERILE 100's | [21 empty] | QC Completed
ESI | 006 |  | ABC |  |  |  | ABC | ABC | Data Enrichment | ABC | 11th | [10 empty] | NMC | 804153 | 24668 | 2421402490 | 24668_2421402490 | Med-Surg Consumable | SPONGE GAUZE L45 CM X W45 CM 12 PLY XRAY 17T MICROTECH STERILE 5's | - | MICROTECH | MICROTECH | ALL CARE MEDICAL SUPPLIES L.L.C | - | - | PKT | - | 3 | CONSUMABLES | - | - | - | - | ORTHOPAEDICS | - | Medical Equipment and Accessories and Supplies | Orthopedic surgical implants | Orthopedic trauma implants | Orthopedic trauma implants | - | Y | Y | Y | Y | - | - | - | - | - | Y | 2800 | - | - | Active | - | - | N | N | - | - | - | - | - | - | - | - | - | - | - | C1776 | C1776 | 45181.4106365741 | [23 empty] | 42311512 Gauze sponges |  |  |  |  | Sponge | Gauze |  |  | SPONGE GAUZE L45 CM X W45 CM 12 PLY XRAY 17T MICROTECH STERILE 5's | [21 empty] | QC Completed
ESI | 006 |  | ABC |  |  |  | ABC | ABC | Data Enrichment | ABC | 11th | [10 empty] | NMC | 804156 | 24675 | 2422905654 | 24675_2422905654 | Med-Surg Consumable | COVER TABLE ATC4090N PROTECTIVE CLEANOP L229 CM X W101 CM ABSORBENT 50's | - | MICROTEK | ATC4090N | PHARMATRADE | - | - | CAS | - | 930 | CONSUMABLES | - | - | - | - | CATHLAB | - | Medical Equipment and Accessories and Supplies | Medical diagnostic imaging and nuclear medicine products | Vascular imaging and interventional cardiology and cardiac catheterization lab products | Coronary stent | - | Y | Y | Y | Y | - | - | - | - | - | Y | 3600 | - | - | Active | - | - | Y | Y | - | - | - | - | - | - | - | - | - | - | - | C1776 | C1776 | 45181.6954398148 | [23 empty] | 42295159 Operating room patient procedure table accessories |  |  |  |  | Cover | Table | CLEANOP |  |  |  |  | 229x101CM |  |  |  | PROTECTIVE, ABSORBENT | [14 empty] | QC Completed
ESI | 006 |  | ABC |  |  |  | ABC | ABC | Data Enrichment | ABC | 11th | [10 empty] | NMC | 804157 | 24677 | 2422909455 | 24677_2422909455 | Med-Surg Consumable | RETRACTOR IRIS MICROTRACK DISPOSABLE 5's | - | MICROTRACK | MICROTRACK | UNIQUE POWER VISION | - | - | BOX | - | 85 | CONSUMABLES | - | - | - | - | CATHLAB | - | Medical Equipment and Accessories and Supplies | Medical diagnostic imaging and nuclear medicine products | Vascular imaging and interventional cardiology and cardiac catheterization lab products | Coronary stent | - | Y | Y | Y | Y | - | - | - | - | - | Y | 3600 | - | - | Active | - | - | Y | Y | - | - | - | - | - | - | - | - | - | - | - | C1776 | C1776 | 45181.7140509259 | [23 empty] | 42293107 Surgical retractors |  |  |  |  | Retractor | Surgical |  |  | RETRACTOR IRIS MICROTRACK DISPOSABLE 5's | [21 empty] | QC Completed
ESI | 006 |  | ABC |  |  |  | ABC | ABC | Data Enrichment | ABC | 11th | [10 empty] | NMC | 804162 | 24716 | 2422911406 | 24716_2422911406 | Med-Surg Consumable | SURGICAL PROCEDURE SUP-22762-R UNIVERSAL STERILE EACH | - | MIL | - | GLOBEMED CARE | - | - | Each | - | 23.4 | CONSUMABLES | - | - | - | - | INSTRUMENT | - | NMC-Default | Na | NA | NA | - | Y | Y | Y | Y | - | - | - | - | - | Y | 426 | - | - | Active | - | - | N | N | - | - | - | - | - | - | - | - | - | - | - | - | - | 45183.397037037 | [23 empty] | 42295414 Surgical specialty procedure packs |  |  |  |  | Pack | Surgical Procedure |  |  |  |  | UNIVERSAL | [6 empty] | sterile | [12 empty] | QC Completed
ESI | 006 |  | ABC |  |  |  | ABC | ABC | Data Enrichment | ABC | 11th | [10 empty] | NMC | 804164 | 24720 | 2411000303 | 24720_2411000303 | Med-Surg Consumable | CARTRIDGE FILTRATION PROGTLCS1 PROGARD TL1 CL2 PRETREATMENT FOR LARGE ELIX AND RIOS SYSTEM | - | Millipore Corporation | PROGTLCS1 | GULF SCIENTIFIC CORPORATION | - | - | Each | - | 2276.93 | CONSUMABLES | - | - | - | - | INSTRUMENT | - | NMC-Default | Na | NA | NA | - | Y | Y | Y | Y | - | - | - | - | - | Y | 334 | - | - | Active | - | - | N | N | - | - | - | - | - | - | - | - | - | - | - | - | - | 45183.4028703704 | [23 empty] | 41104212 Water filtration cartridges |  |  |  |  | Cartridge | Filtration | PROGARD | [8 empty] | TL1 CL2 PRETREATMENT, FOR LARGE ELIX AND RIOS SYSTEM | [14 empty] | QC Completed
ESI | 006 |  | ABC |  |  |  | ABC | ABC | Data Enrichment | ABC | 11th | [10 empty] | NMC | 804171 | 24805 | 2512400639 | 24805_2512400639 | Med-Surg Consumable | TREATMENT MESOTHERAPY MDAF MIRAPEEL DRY ABRASION FILTER100's | - | MIRA MEDTECH UG | MDAF | Vitateck Medical Equipment Trading LLC | - | - | BOX | - | 50 | CONSUMABLES | - | - | - | - | DENTAL LAB | - | Medical Equipment and Accessories and Supplies | Dental equipment and supplies | Dental fillers and finishing and polishing supplies | Dental fillers and finishing and polishing supplies | - | Y | Y | Y | Y | - | - | - | - | - | Y | 50 | - | - | Active | - | - | N | N | - | - | - | - | - | - | - | - | - | - | - | A4649 | A4649 | 45189.9714351852 | [23 empty] | 53131613 Facial care products |  |  |  |  | treatment | mesotherapy |  |  | MDAF MIRAPEEL DRY ABRASION FILTER100's | [21 empty] | QC Completed
ESI | 006 |  | ABC |  |  |  | ABC | ABC | Data Enrichment | ABC | 11th | [10 empty] | NMC | 804172 | 24806 | 2512400636 | 24806_2512400636 | Med-Surg Consumable | TREATMENT MESOTHERAPY MR025 MIRA ROLLER 6's | - | MIRA MEDTECH UG | MR025 | Vitateck Medical Equipment Trading LLC | - | - | BOX | - | 675 | CONSUMABLES | - | - | - | - | DENTAL LAB | - | Medical Equipment and Accessories and Supplies | Dental equipment and supplies | Dental fillers and finishing and polishing supplies | Dental fillers and finishing and polishing supplies | - | Y | Y | Y | Y | - | - | - | - | - | Y | 50 | - | - | Active | - | - | N | N | - | - | - | - | - | - | - | - | - | - | - | A4649 | A4649 | 45189.9735532407 | [23 empty] | 53131613 Facial care products |  |  |  |  | treatment | mesotherapy |  |  | MR025 MIRA ROLLER 6's | [21 empty] | QC Completed
ESI | 006 |  | ABC |  |  |  | ABC | ABC | Data Enrichment | ABC | 11th | [10 empty] | NMC | 804173 | 24807 | 2512400620 | 24807_2512400620 | Med-Surg Consumable | TREATMENT MESOTHERAPY EMRA180F MIRA BRASOR 12's | - | MIRAMEDTECH | EMRA180F | Vitateck Medical Equipment Trading LLC | - | - | BOX | - | 675 | CONSUMABLES | - | - | - | - | DENTAL LAB | - | Medical Equipment and Accessories and Supplies | Dental equipment and supplies | Dental fillers and finishing and polishing supplies | Dental fillers and finishing and polishing supplies | - | Y | Y | Y | Y | - | - | - | - | - | Y | 50 | - | - | Active | - | - | N | N | - | - | - | - | - | - | - | - | - | - | - | A4649 | A4649 | 45189.9753819444 | [23 empty] | 53131613 Facial care products |  |  |  |  | treatment | mesotherapy |  |  | EMRA180F MIRA BRASOR 12's | [21 empty] | QC Completed
ESI | 006 |  | ABC |  |  |  | ABC | ABC | Data Enrichment | ABC | 11th | [10 empty] | NMC | 804174 | 24810 | 2512400619 | 24810_2512400619 | Med-Surg Consumable | TREATMENT MESOTHERAPY MR030 MIRA ROLLER 6's | - | MIRAMEDTECH | MR030 | Vitateck Medical Equipment Trading LLC | - | - | BOX | - | 675 | CONSUMABLES | - | - | - | - | ORTHOPAEDICS | - | Medical Equipment and Accessories and Supplies | Orthopedic surgical implants | Orthopedic trauma implants | Bone screw | - | Y | Y | Y | Y | - | - | - | - | - | Y | 600 | - | - | Active | - | - | N | N | - | - | - | - | - | - | - | - | - | - | - | C1713 | C1713 | 45190.341099537 | [23 empty] | 53131613 Facial care products |  |  |  |  | treatment | mesotherapy |  |  | MR030 MIRA ROLLER 6's | [21 empty] | QC Completed
ESI | 006 |  | ABC |  |  |  | ABC | ABC | Data Enrichment | ABC | 11th | [10 empty] | NMC | 804311 | 25351 | 2531300113 | 25351_2531300113 | Med-Surg Consumable | MOUTHWASH PERIO AID 0.12% FOR TREATING PERIODONTAL PERI-IMPLANT DISEASES 5000ML | - | N/A | - | PHARMAPAL DRUG STORE LLC | - | - | Each | - | 180 | CONSUMABLES | - | - | - | - | - | - | - | - | - | - | - | - | - | - | - | - | - | - | - | - | - | - | - | - | - | - | - | - | - | - | - | - | - | - | - | - | - | - | - | - | - | - | - | [23 empty] | 53131501 Mouthwash |  |  |  |  | Mouthwash | Oral | [7 empty] | 5000ML |  | PERIO AID 0.12%, FOR TREATING PERIODONTAL, PERI IMPLANT DISEASEs | [14 empty] | QC Completed
ESI | 006 |  | ABC |  |  |  | ABC | ABC | Data Enrichment | ABC | 11th | [10 empty] | NMC | 804315 | 25357 | 2531300282 | 25357_2531300282 | Med-Surg Consumable | GLUCOSE-D PLAIN : 450 GM (SAFA) | - | N/A | - | AL FARAJ TRADING LLC | - | - | PKT | - | 5.45 | CONSUMABLES | - | - | - | - | - | - | - | - | - | - | - | - | - | - | - | - | - | - | - | - | - | - | - | - | - | - | - | - | - | - | - | - | - | - | - | - | - | - | - | - | - | - | - | [23 empty] | 41116201 Glucose monitors or meters |  |  |  |  | Meter | Glucose | [9 empty] | D PLAIN 450 GM SAFA | [14 empty] | QC Completed
ESI | 006 |  | ABC |  |  |  | ABC | ABC | Data Enrichment | ABC | 11th | [10 empty] | NMC | 804319 | 25362 | 2422701165 | 25362_2422701165 | Med-Surg Consumable | PRONG NASAL BC4030-10 INFANT OD4.0-3.0 MM SOFT SILICONE 10's | - | N/A | - | AL MASHRIQ MEDICAL SUPPLIES LLC | - | - | BOX | - | 350 | CONSUMABLES | - | - | - | - | - | - | - | - | - | - | - | - | - | - | - | - | - | - | - | - | - | - | - | - | - | - | - | - | - | - | - | - | - | - | - | - | - | - | - | - | - | - | - | [23 empty] | 42272213 Continuous positive airway pressure CPAP masks or straps |  |  |  |  | Prong | Nasal |  |  | INFANT |  |  | 4.0-3MM |  |  |  |  | SOFT, SILICONE | [13 empty] | QC Completed
ESI | 006 |  | ABC |  |  |  | ABC | ABC | Data Enrichment | ABC | 11th | [10 empty] | NMC | 804321 | 25365 | 2422701166 | 25365_2422701166 | Med-Surg Consumable | PRONG NASAL BC4540-10 INFANT OD4.5-4.0 MM SOFT SILICONE 10's | - | N/A | - | AL MASHRIQ MEDICAL SUPPLIES LLC | - | - | BOX | - | 350 | CONSUMABLES | - | - | - | - | - | - | - | - | - | - | - | - | - | - | - | - | - | - | - | - | - | - | - | - | - | - | - | - | - | - | - | - | - | - | - | - | - | - | - | - | - | - | - | [23 empty] | 42272213 Continuous positive airway pressure CPAP masks or straps |  |  |  |  | Prong | Nasal |  |  | INFANT |  |  | 4.5-4MM |  |  |  |  | SOFT, SILICONE | [13 empty] | QC Completed
ESI | 006 |  | ABC |  |  |  | ABC | ABC | Data Enrichment | ABC | 11th | [10 empty] | NMC | 804330 | 25408 | 2541000080 | 25408_2541000080 | Med-Surg Consumable | RING EAR STUD STUDEX ASSORTED | - | N/A | - | BETA SURGICAL COMPANY LLC | - | - | Each | - | 3.75 | CONSUMABLES | - | - | - | - | - | - | - | - | - | - | - | - | - | - | - | - | - | - | - | - | - | - | - | - | - | - | - | - | - | - | - | - | - | - | - | - | - | - | - | - | - | - | - | [23 empty] | 54101604 Earrings |  |  |  |  | Earring | Stud |  |  | RING EAR STUD STUDEX ASSORTED | [21 empty] | QC Completed
ESI | 006 |  | ABC |  |  |  | ABC | ABC | Data Enrichment | ABC | 11th | [10 empty] | NMC | 804338 | 25419 | 2422940690 | 25419_2422940690 | Med-Surg Consumable | GAUZE 2'' X 2" STERILE 12PLY (5CM X 5CM) | - | N/A | - | GLOBEMED CARE L.L.C | - | - | Each | - | 0.06 | CONSUMABLES | - | - | - | - | - | - | - | - | - | - | - | - | - | - | - | - | - | - | - | - | - | - | - | - | - | - | - | - | - | - | - | - | - | - | - | - | - | - | - | - | - | - | - | [23 empty] | 42312404 Impregnated packing gauze |  |  |  |  | Gauze | Impregnated | [5 empty] | 2x2in |  |  |  | 12PLY |  | sterile |  |  |  | 5CM X 5CM | [8 empty] | QC Completed
ESI | 006 |  | ABC |  |  |  | ABC | ABC | Data Enrichment | ABC | 11th | [10 empty] | NMC | 804339 | 25420 | 2422940696 | 25420_2422940696 | Med-Surg Consumable | R.O. GAUZE 10X10 ,12 PLY STERILE | - | N/A | - | ROYAL CARE MEDICAL EQUIP. TRDG | - | - | BOX | - | 19 | CONSUMABLES | - | - | - | - | - | - | - | - | - | - | - | - | - | - | - | - | - | - | - | - | - | - | - | - | - | - | - | - | - | - | - | - | - | - | - | - | - | - | - | - | - | - | - | [23 empty] | 42312404 Impregnated packing gauze |  |  |  |  | Gauze | Impregnated | [5 empty] | 10x10in |  |  |  | 12 PLY |  | sterile | [12 empty] | QC Completed
ESI | 006 |  | ABC |  |  |  | ABC | ABC | Data Enrichment | ABC | 11th | [10 empty] | NMC | 804356 | 25443 | 2421540239 | 25443_2421540239 | Med-Surg Consumable | VELA SHAPE SPRAY 300 ML | - | N/A | - | MEDICA TRADING LLC | - | - | Each | - | 90 | CONSUMABLES | - | - | - | - | - | - | - | - | - | - | - | - | - | - | - | - | - | - | - | - | - | - | - | - | - | - | - | - | - | - | - | - | - | - | - | - | - | - | - | - | - | - | - | [23 empty] | 42151912 Endodontic sprays |  |  |  |  | Spray | Dental |  |  | VELA SHAPE SPRAY 300 ML | [21 empty] | QC Completed
ESI | 006 |  | ABC |  |  |  | ABC | ABC | Data Enrichment | ABC | 11th | [10 empty] | NMC | 804357 | 25444 | 2421540240 | 25444_2421540240 | Med-Surg Consumable | VELA SHAPE SPRAY 5 LTR | - | N/A | - | MEDICA TRADING LLC | - | - | Each | - | 1200 | CONSUMABLES | - | - | - | - | - | - | - | - | - | - | - | - | - | - | - | - | - | - | - | - | - | - | - | - | - | - | - | - | - | - | - | - | - | - | - | - | - | - | - | - | - | - | - | [23 empty] | 42151912 Endodontic sprays |  |  |  |  | Spray | Dental |  |  | VELA SHAPE SPRAY 5 LTR | [21 empty] | QC Completed
ESI | 006 |  | ABC |  |  |  | ABC | ABC | Data Enrichment | ABC | 11th | [10 empty] | NMC | 804366 | 25457 | 2422940154 | 25457_2422940154 | Med-Surg Consumable | DISTILLED WATER (DE-IONIZED) # 5 LTR X 4 PER BOX | - | N/A | - | BANIYAS MEDICAL EQUIPMENT TRDG | - | - | Each | - | 9 | CONSUMABLES | - | - | - | - | - | - | - | - | - | - | - | - | - | - | - | - | - | - | - | - | - | - | - | - | - | - | - | - | - | - | - | - | - | - | - | - | - | - | - | - | - | - | - | [23 empty] | 41104213 Distilled or deionized water |  |  |  |  | Water | Distilled |  |  | DISTILLED WATER (DE-IONIZED) # 5 LTR X 4 PER BOX | [21 empty] | QC Completed
ESI | 006 |  | ABC |  |  |  | ABC | ABC | Data Enrichment | ABC | 11th | [10 empty] | NMC | 804367 | 25463 | 2422940187 | 25463_2422940187 | Med-Surg Consumable | GAUZE ROLL 36" | - | N/A | - | SALTOM MEDICAL EQUIP. TRADING | - | - | Each | - | 60 | CONSUMABLES | - | - | - | - | - | - | - | - | - | - | - | - | - | - | - | - | - | - | - | - | - | - | - | - | - | - | - | - | - | - | - | - | - | - | - | - | - | - | - | - | - | - | - | [23 empty] | 42312404 Impregnated packing gauze |  |  |  |  | Gauze | Impregnated | [5 empty] | 36in |  |  |  | roll | [14 empty] | QC Completed
ESI | 006 |  | ABC |  |  |  | ABC | ABC | Data Enrichment | ABC | 11th | [10 empty] | NMC | 804391 | 25492 | 2512440383 | 25492_2512440383 | Med-Surg Consumable | MESO NEEDLE LUER 30G 4MM | - | N/A | - | TASCO STAR PHARMACEUTICALS L.L.C | - | - | BOX | - | 95 | CONSUMABLES | - | - | - | - | - | - | - | - | - | - | - | - | - | - | - | - | - | - | - | - | - | - | - | - | - | - | - | - | - | - | - | - | - | - | - | - | - | - | - | - | - | - | - | [23 empty] | 42142500 Injection and aspiration needles and accessories |  |  |  |  | Needle | Mesotherapy | [5 empty] | 30Gax4MM |  |  |  | LUER | [14 empty] | QC Completed
ESI | 006 |  | ABC |  |  |  | ABC | ABC | Data Enrichment | ABC | 11th | [10 empty] | NMC | 804392 | 25493 | 2512440384 | 25493_2512440384 | Med-Surg Consumable | MESO NEEDLE LUER 30G 6MM | - | N/A | - | TASCO STAR PHARMACEUTICALS L.L.C | - | - | BOX | - | 95 | CONSUMABLES | - | - | - | - | - | - | - | - | - | - | - | - | - | - | - | - | - | - | - | - | - | - | - | - | - | - | - | - | - | - | - | - | - | - | - | - | - | - | - | - | - | - | - | [23 empty] | 42142500 Injection and aspiration needles and accessories |  |  |  |  | Needle | Mesotherapy | [5 empty] | 30Gax6MM |  |  |  | LUER | [14 empty] | QC Completed
ESI | 006 |  | ABC |  |  |  | ABC | ABC | Data Enrichment | ABC | 11th | [10 empty] | NMC | 804398 | 25500 | 2512440007 | 25500_2512440007 | Med-Surg Consumable | L P G FILTER | - | N/A | - | H B CONCEPTS TRADING L.L.C | - | - | BOX | - | 265 | CONSUMABLES | - | - | - | - | - | - | - | - | - | - | - | - | - | - | - | - | - | - | - | - | - | - | - | - | - | - | - | - | - | - | - | - | - | - | - | - | - | - | - | - | - | - | - | [23 empty] | 42272219 Ventilator heat or moisture exchangers or filters |  |  |  |  | Filter | Gas | [9 empty] | LPG | [14 empty] | QC Completed
ESI | 006 |  | ABC |  |  |  | ABC | ABC | Data Enrichment | ABC | 11th | [10 empty] | NMC | 804400 | 25504 | 2512440012 | 25504_2512440012 | Med-Surg Consumable | MESO NEEDLE LUER 32G 4MM | - | N/A | - | TASCO STAR PHARMACEUTICALS L.L.C | - | - | BOX | - | 115 | CONSUMABLES | - | - | - | - | - | - | - | - | - | - | - | - | - | - | - | - | - | - | - | - | - | - | - | - | - | - | - | - | - | - | - | - | - | - | - | - | - | - | - | - | - | - | - | [23 empty] | 42142500 Injection and aspiration needles and accessories |  |  |  |  | Needle | Mesotherapy | [5 empty] | 32Gax4MM |  |  |  | LUER | [14 empty] | QC Completed
ESI | 006 |  | ABC |  |  |  | ABC | ABC | Data Enrichment | ABC | 11th | [10 empty] | NMC | 804401 | 25505 | 2512440013 | 25505_2512440013 | Med-Surg Consumable | MESO NEEDLE LUER 32G 6MM | - | N/A | - | TASCO STAR PHARMACEUTICALS L.L.C | - | - | BOX | - | 115 | CONSUMABLES | - | - | - | - | - | - | - | - | - | - | - | - | - | - | - | - | - | - | - | - | - | - | - | - | - | - | - | - | - | - | - | - | - | - | - | - | - | - | - | - | - | - | - | [23 empty] | 42142500 Injection and aspiration needles and accessories |  |  |  |  | Needle | Mesotherapy | [5 empty] | 32Gax6MM |  |  |  | LUER | [14 empty] | QC Completed
ESI | 006 |  | ABC |  |  |  | ABC | ABC | Data Enrichment | ABC | 11th | [10 empty] | NMC | 804402 | 25506 | 2512440014 | 25506_2512440014 | Med-Surg Consumable | MESO ROLLER 0.5MM | - | N/A | - | MEDICA TRADING LLC | - | - | BOX | - | 150 | CONSUMABLES | - | - | - | - | - | - | - | - | - | - | - | - | - | - | - | - | - | - | - | - | - | - | - | - | - | - | - | - | - | - | - | - | - | - | - | - | - | - | - | - | - | - | - | [23 empty] | 51241200 Dermatologic agents |  |  |  |  | Roller | Dermal |  |  | MESO ROLLER 0.5MM | [21 empty] | QC Completed
ESI | 006 |  | ABC |  |  |  | ABC | ABC | Data Enrichment | ABC | 11th | [10 empty] | NMC | 804403 | 25507 | 2512440016 | 25507_2512440016 | Med-Surg Consumable | MESO ROLLER 1.5MM | - | N/A | - | MEDICA TRADING LLC | - | - | BOX | - | 155 | CONSUMABLES | - | - | - | - | - | - | - | - | - | - | - | - | - | - | - | - | - | - | - | - | - | - | - | - | - | - | - | - | - | - | - | - | - | - | - | - | - | - | - | - | - | - | - | [23 empty] | 51241200 Dermatologic agents |  |  |  |  | Roller | Dermal |  |  | MESO ROLLER 1.5MM | [21 empty] | QC Completed
ESI | 006 |  | ABC |  |  |  | ABC | ABC | Data Enrichment | ABC | 11th | [10 empty] | NMC | 804404 | 25508 | 2512440017 | 25508_2512440017 | Med-Surg Consumable | MESO ROLLER 2.0MM | - | N/A | - | MEDICA TRADING LLC | - | - | BOX | - | 155 | CONSUMABLES | - | - | - | - | - | - | - | - | - | - | - | - | - | - | - | - | - | - | - | - | - | - | - | - | - | - | - | - | - | - | - | - | - | - | - | - | - | - | - | - | - | - | - | [23 empty] | 51241200 Dermatologic agents |  |  |  |  | Roller | Dermal |  |  | MESO ROLLER 2.0MM | [21 empty] | QC Completed
ESI | 006 |  | ABC |  |  |  | ABC | ABC | Data Enrichment | ABC | 11th | [10 empty] | NMC | 804425 | 25553 | 2422923195 | 25553_2422923195 | Med-Surg Consumable | INFUSION SET, MS10 STANDARD, WITH 15 MICRO FILTER-L ,BOX/50'S #072910 ***MFG : FRESENIUS KABI | - | N/A | - | GULF DRUG LLC | - | - | BOX | - | 700 | CONSUMABLES | - | - | - | - | - | - | - | - | - | - | - | - | - | - | - | - | - | - | - | - | - | - | - | - | - | - | - | - | - | - | - | - | - | - | - | - | - | - | - | - | - | - | - | [23 empty] | 42222008 Infusion pump kits |  |  |  |  | Set | Infusion |  |  | INFUSION SET, MS10 STANDARD, WITH 15 MICRO FILTER-L ,BOX/50'S #072910 ***MFG : FRESENIUS KABI | [21 empty] | QC Completed
ESI | 006 |  | ABC |  |  |  | ABC | ABC | Data Enrichment | ABC | 11th | [10 empty] | NMC | 804460 | 25603 | 2422922213 | 25603_2422922213 | Med-Surg Consumable | WALKING FRAME | - | N/A | - | SALTOM MEDICAL EQUIP. TRADING | - | - | Each | - | 100 | CONSUMABLES | - | - | - | - | - | - | - | - | - | - | - | - | - | - | - | - | - | - | - | - | - | - | - | - | - | - | - | - | - | - | - | - | - | - | - | - | - | - | - | - | - | - | - | [23 empty] | 42211511 Crutch accessories |  |  |  |  | frame | Crutch | [9 empty] | WALKING FRAME | walking | [13 empty] | QC Completed
ESI | 006 |  | ABC |  |  |  | ABC | ABC | Data Enrichment | ABC | 11th | [10 empty] | NMC | 804471 | 25615 | 2422921516 | 25615_2422921516 | Med-Surg Consumable | STOP COCK 3 WAY WITH EXTENSION TUBE 15CM 3WSC # 1799A.15 MFG: SG, ORIGIN: INDIA | - | N/A | - | SG INTERNATIONAL LLC | - | - | BOX | - | 112.5 | CONSUMABLES | - | - | - | - | - | - | - | - | - | - | - | - | - | - | - | - | - | - | - | - | - | - | - | - | - | - | - | - | - | - | - | - | - | - | - | - | - | - | - | - | - | - | - | [23 empty] | 42221612 Intravenous or arterial tubing needleless injection ports or stopcocks or manifolds |  |  |  |  | Stopcock | Intravenous |  |  | STOP COCK 3 WAY WITH EXTENSION TUBE 15CM 3WSC # 1799A.15 MFG: SG, ORIGIN: INDIA | [21 empty] | QC Completed
ESI | 006 |  | ABC |  |  |  | ABC | ABC | Data Enrichment | ABC | 11th | [10 empty] | NMC | 804474 | 25618 | 2422921054 | 25618_2422921054 | Med-Surg Consumable | NEEDLE BIOPSY DBMNJ1106TL BONE MARROW T-LOK OD11 GA X L15.2 CM MFR: ARGON- USA | - | N/A | - | XENITH LLC | - | - | Each | - | 145 | CONSUMABLES | - | - | - | - | - | - | - | - | - | - | - | - | - | - | - | - | - | - | - | - | - | - | - | - | - | - | - | - | - | - | - | - | - | - | - | - | - | - | - | - | - | - | - | [23 empty] | 42142504 Biopsy needles |  |  |  |  | Needle | Biopsy | [5 empty] | 11GAX15.2CM |  |  |  | BONE MARROW, T-LOK | [14 empty] | QC Completed
ESI | 006 |  | ABC |  |  |  | ABC | ABC | Data Enrichment | ABC | 11th | [10 empty] | NMC | 804484 | 25629 | 2422400215 | 25629_2422400215 | Med-Surg Consumable | WALKER WITH WHEEL GMP-FD2W ED. 11S5GN0011 | - | N/A | 11S5GN0011 | NMC PHARMACY ,DIP | - | - | Each | - | 220 | CONSUMABLES | - | - | - | - | - | - | - | - | - | - | - | - | - | - | - | - | - | - | - | - | - | - | - | - | - | - | - | - | - | - | - | - | - | - | - | - | - | - | - | - | - | - | - | [23 empty] | 42211506 Walkers or rollators |  |  |  |  | Walker | Patient |  |  | WALKER WITH WHEEL GMP-FD2W ED. 11S5GN0011 | [21 empty] | QC Completed
ESI | 006 |  | ABC |  |  |  | ABC | ABC | Data Enrichment | ABC | 11th | [10 empty] | NMC | 804489 | 25637 | 2411200205 | 25637_2411200205 | Med-Surg Consumable | STRIPS DIALYSIS TEST 5100A SERIM GUARDIAN RESIDUAL CHLORINE 6 X 100's | - | N/A | 5100A | HORIZON MEDICAL SUPPLIES | - | - | KIT | - | 1300 | CONSUMABLES | - | - | - | - | - | - | - | - | - | - | - | - | - | - | - | - | - | - | - | - | - | - | - | - | - | - | - | - | - | - | - | - | - | - | - | - | - | - | - | - | - | - | - | [23 empty] | 42161640 Dialysate reagent test strips for disinfectant residuals |  |  |  |  | Strip | Dialysis |  |  | STRIPS DIALYSIS TEST 5100A SERIM GUARDIAN RESIDUAL CHLORINE 6 X 100's | [21 empty] | QC Completed
ESI | 006 |  | ABC |  |  |  | ABC | ABC | Data Enrichment | ABC | 11th | [10 empty] | NMC | 804490 | 25638 | 2421502328 | 25638_2421502328 | Med-Surg Consumable | SPRING COIL 601-0021 VECTORTAS OD8 MM KIT MINI SCREW | - | N/A | 601-0021 | ALPHAMED CO. (ABU DHABI) LTD. | - | - | Each | - | 240 | CONSUMABLES | - | - | - | - | - | - | - | - | - | - | - | - | - | - | - | - | - | - | - | - | - | - | - | - | - | - | - | - | - | - | - | - | - | - | - | - | - | - | - | - | - | - | - | [23 empty] | 42295173 Surgical navigation system accessories |  |  |  |  | coil | Spring | VECTORTAS |  |  |  |  | 8mm |  |  |  | KIT, MINI SCREW | [14 empty] | QC Completed
ESI | 006 |  | ABC |  |  |  | ABC | ABC | Data Enrichment | ABC | 11th | [10 empty] | NMC | 804498 | 25653 | 2421400603 | 25653_2421400603 | Med-Surg Consumable | SWAB GAUZE L5 CM X W5 CM 12 PLY PLAIN STERILE DOUBLE WRAPPED 20's | - | N/A | EF55GST | GLOBEMED CARE L.L.C | - | - | BOX | - | 8.4 | CONSUMABLES | - | - | - | - | - | - | - | - | - | - | - | - | - | - | - | - | - | - | - | - | - | - | - | - | - | - | - | - | - | - | - | - | - | - | - | - | - | - | - | - | - | - | - | [23 empty] | 42311512 Gauze sponges |  |  |  |  | Swab | Gauze |  |  | SWAB GAUZE L5 CM X W5 CM 12 PLY PLAIN STERILE DOUBLE WRAPPED 20's | [21 empty] | QC Completed
ESI | 006 |  | ABC |  |  |  | ABC | ABC | Data Enrichment | ABC | 11th | [10 empty] | NMC | 804499 | 25654 | 2421400672 | 25654_2421400672 | Med-Surg Consumable | SWAB GAUZE EF75GST L7.5 CM X W7.5 CM 12 PLY PLAIN STERILE DOUBLE WRAPPED 20's | - | N/A | EF75GST | GLOBEMED CARE L.L.C | - | - | BOX | - | 13 | CONSUMABLES | - | - | - | - | - | - | - | - | - | - | - | - | - | - | - | - | - | - | - | - | - | - | - | - | - | - | - | - | - | - | - | - | - | - | - | - | - | - | - | - | - | - | - | [23 empty] | 42311512 Gauze sponges |  |  |  |  | Swab | Gauze |  |  | SWAB GAUZE EF75GST L7.5 CM X W7.5 CM 12 PLY PLAIN STERILE DOUBLE WRAPPED 20's | [21 empty] | QC Completed
ESI | 006 |  | AIH |  |  |  | AIH | ABC | Data Enrichment | ABC | 11th | [10 empty] | NMC | 805471 | 29402 | 2421502416 | 29402_2421502416 | Med-Surg Consumable | PASTE IODOFORM WITH PREMIXED CALCIUM HYDROXIDE VITAPEX RC PASTE PER SYRINGE AND 20 DISPOSABLE TIPS | - | RNS | RNS | MODERN MEDICAL EQUIPMENT TRADING | - | - | Each | - | 180 | CONSUMABLES | - | - | - | - | - | - | - | - | - | - | - | - | - | - | - | - | - | - | - | - | - | - | - | - | - | - | - | - | - | - | - | - | - | - | - | - | - | - | - | - | - | - | - | [54 empty] | QC Completed
ESI | 006 |  | AIH |  |  |  | AIH | ABC | Data Enrichment | ABC | 11th | [10 empty] | NMC | 805472 | 29404 | 2422922716 | 29404_2422922716 | Med-Surg Consumable | GAMGEE# 7576 45CM X 90CM NON STERILE ***ORIGIN: ROBINSON HEALTHCARE, UK. | - | ROBINSON HEALTHCARE | ROBINSON HEALTH CARE | MEDFIELD INTERNATIONAL HEALTHCARE | - | - | Each | - | 85 | CONSUMABLES | - | - | - | - | - | - | - | - | - | - | - | - | - | - | - | - | - | - | - | - | - | - | - | - | - | - | - | - | - | - | - | - | - | - | - | - | - | - | - | - | - | - | - | [54 empty] | QC Completed
ESI | 006 |  | AIH |  |  |  | AIH | ABC | Data Enrichment | ABC | 11th | [10 empty] | NMC | 805473 | 29405 | 2422920694 | 29405_2422920694 | Med-Surg Consumable | GAS BUTANE ( GAS REFILL) MFR: ROC | - | ROC | ROC | AL ARABIA MEDICAL SURGICAL EQUIPMENT TRADING LLC. | - | - | Each | - | 10 | CONSUMABLES | - | - | - | - | - | - | - | - | - | - | - | - | - | - | - | - | - | - | - | - | - | - | - | - | - | - | - | - | - | - | - | - | - | - | - | - | - | - | - | - | - | - | - | [54 empty] | QC Completed
ESI | 006 |  | AIH |  |  |  | AIH | ABC | Data Enrichment | ABC | 11th | [10 empty] | NMC | 805476 | 29412 | 2421401718 | 29412_2421401718 | Med-Surg Consumable | EXTRACTOR STONE ROSZ1940ST KOBOT NITINOL OD1.9 FR X L120 CM TIPLESS CRITERIUM HANDLE WITH ASSISTED CLOSING SYSTEM 4-WIRE BASKET | - | ROCAMED | ROSZ1940ST | AL ZAHRAWI MEDICAL SERVICES CO. W.L.L. | - | - | Each | - | 850 | CONSUMABLES | - | - | - | - | - | - | - | - | - | - | - | - | - | - | - | - | - | - | - | - | - | - | - | - | - | - | - | - | - | - | - | - | - | - | - | - | - | - | - | - | - | - | - | [54 empty] | QC Completed
ESI | 006 |  | AIH |  |  |  | AIH | ABC | Data Enrichment | ABC | 11th | [10 empty] | NMC | 805478 | 29418 | 2422910718 | 29418_2422910718 | Med-Surg Consumable | SET IRRIGATION TUBING SOHY9100ST12 HYSTEROSCOPY SUCTION 1 SPIKE | - | ROCAMED | SOHY9100ST12 | AL ZAHRAWI MEDICAL SERVICES CO. W.L.L. | - | - | EA | - | 200 | CONSUMABLES | - | - | - | - | - | - | - | - | - | - | - | - | - | - | - | - | - | - | - | - | - | - | - | - | - | - | - | - | - | - | - | - | - | - | - | - | - | - | - | - | - | - | - | [54 empty] | QC Completed
ESI | 006 |  | AIH |  |  |  | AIH | ABC | Data Enrichment | ABC | 11th | [10 empty] | NMC | 805479 | 29419 | 2422905566 | 29419_2422905566 | Med-Surg Consumable | SET IRRIGATION TUBING SOUR9107ST12 ENDOUROLOGY TRAXER FLOW FOR LASER URETEROSCOPY 1 SPIKE WITH PRESSURE CHAMBER AND ANTI RETURN VALVE 10's | - | ROCAMED | SOUR9107ST12 | AL ZAHRAWI MEDICAL SERVICES CO. W.L.L. | - | - | BOX | - | 2000 | CONSUMABLES | - | - | - | - | - | - | - | - | - | - | - | - | - | - | - | - | - | - | - | - | - | - | - | - | - | - | - | - | - | - | - | - | - | - | - | - | - | - | - | - | - | - | - | [54 empty] | QC Completed
ESI | 006 |  | AIH |  |  |  | AIH | ABC | Data Enrichment | ABC | 11th | [10 empty] | NMC | 805543 | 29792 | 2421401747 | 29792_2421401747 | Med-Surg Consumable | KIT CHEST DRAINAGE R54544-12-PK ROCKET OD12 FG SELDINGER TRAY COMPLETE WARD PROCEDURE SET 5's | - | ROCKET MEDICAL | ROCKET MEDICAL | RELICOR DRUG STORE L.L.C | - | - | BOX | - | 1875 | CONSUMABLES | - | - | - | - | - | - | - | - | - | - | - | - | - | - | - | - | - | - | - | - | - | - | - | - | - | - | - | - | - | - | - | - | - | - | - | - | - | - | - | - | - | - | - | [54 empty] | QC Completed
ESI | 006 |  | AIH |  |  |  | AIH | ABC | Data Enrichment | ABC | 11th | [10 empty] | NMC | 805544 | 29793 | 2421401748 | 29793_2421401748 | Med-Surg Consumable | KIT CHEST DRAINAGE R54544-18-PK ROCKET OD18 FG SELDINGER TRAY COMPLETE WARD PROCEDURE SET 5's | - | ROCKET MEDICAL | ROCKET MEDICAL | RELICOR DRUG STORE L.L.C | - | - | BOX | - | 1875 | CONSUMABLES | - | - | - | - | - | - | - | - | - | - | - | - | - | - | - | - | - | - | - | - | - | - | - | - | - | - | - | - | - | - | - | - | - | - | - | - | - | - | - | - | - | - | - | [54 empty] | QC Completed
ESI | 006 |  | AIH |  |  |  | AIH | ABC | Data Enrichment | ABC | 11th | [10 empty] | NMC | 805545 | 29794 | 2421402650 | 29794_2421402650 | Med-Surg Consumable | KIT CHEST DRAINAGE R54549-16-PK ROCKET OD16 FG SELDINGER TRAY COMPLETE WARD PROCEDURE SET | - | ROCKET MEDICAL | ROCKET MEDICAL | RELICOR DRUG STORE L.L.C | - | - | SET | - | 400 | CONSUMABLES | - | - | - | - | - | - | - | - | - | - | - | - | - | - | - | - | - | - | - | - | - | - | - | - | - | - | - | - | - | - | - | - | - | - | - | - | - | - | - | - | - | - | - | [54 empty] | QC Completed
ESI | 006 |  | AIH |  |  |  | AIH | ABC | Data Enrichment | ABC | 11th | [10 empty] | NMC | 805560 | 29818 | 2512400311 | 29818_2512400311 | Med-Surg Consumable | TREATMENT MESOTHERAPY DERMAROLLER ROHS MICRONEEDLING 540 NEEDLES 1.5MM | - | ROHS | ROHS | MASTERMED EQUIPMENT TRADING L.L.C | - | - | Each | - | 18 | CONSUMABLES | - | - | - | - | - | - | - | - | - | - | - | - | - | - | - | - | - | - | - | - | - | - | - | - | - | - | - | - | - | - | - | - | - | - | - | - | - | - | - | - | - | - | - | [54 empty] | QC Completed
ESI | 006 |  | AIH |  |  |  | AIH | ABC | Data Enrichment | ABC | 11th | [10 empty] | NMC | 805596 | 29973 | 2421509916 | 29973_2421509916 | Med-Surg Consumable | TEETH ACRYLIC SET SHADE A3 | - | RUTHINIUM | - | AL HAYAT PHARMACEUTICALS | - | - | SET | - | 35 | CONSUMABLES | - | - | - | - | - | - | - | - | - | - | - | - | - | - | - | - | - | - | - | - | - | - | - | - | - | - | - | - | - | - | - | - | - | - | - | - | - | - | - | - | - | - | - | [54 empty] | QC Completed
ESI | 006 |  | AIH |  |  |  | AIH | ABC | Data Enrichment | ABC | 11th | [10 empty] | NMC | 805597 | 29974 | 2421509917 | 29974_2421509917 | Med-Surg Consumable | TEETH ACRYLIC SET SHADE A1 SIZE S62 | - | RUTHINIUM | - | AL HAYAT PHARMACEUTICALS | - | - | SET | - | 35 | CONSUMABLES | - | - | - | - | - | - | - | - | - | - | - | - | - | - | - | - | - | - | - | - | - | - | - | - | - | - | - | - | - | - | - | - | - | - | - | - | - | - | - | - | - | - | - | [54 empty] | QC Completed
ESI | 006 |  | AIH |  |  |  | AIH | ABC | Data Enrichment | ABC | 11th | [10 empty] | NMC | 805598 | 29975 | 2421509918 | 29975_2421509918 | Med-Surg Consumable | TEETH ACRYLIC ACRYLUX SHADE BL SIZE H1 | - | RUTHINIUM | - | AL HAYAT PHARMACEUTICALS | - | - | SET | - | 65 | CONSUMABLES | - | - | - | - | - | - | - | - | - | - | - | - | - | - | - | - | - | - | - | - | - | - | - | - | - | - | - | - | - | - | - | - | - | - | - | - | - | - | - | - | - | - | - | [54 empty] | QC Completed
ESI | 006 |  | ABC |  |  |  | ABC | ABC | Data Enrichment | ABC | 11th | [10 empty] | NMC | 800767 | 1233 | 2ST0020010 | 1233_2ST0020010 | Med-Surg Consumable | BILLING SUMMARY SIZE: A4 FOUR COLOR ONE SIDE PRINTING ON 100GSM WOOD FREE PAPER | - | 0 | - | ABBA PRINTING PRESS L.L.C. | - | - | Each | - | 0.1 | STATIONERY | - | - | - | - | DENTAL | - | Medical Equipment and Accessories and Supplies | Dental equipment and supplies | Dental and subspecialty instruments and devices | Dental restorative kits | - | Y | Y | Y | Y | - | - | - | - | - | Y | 310 | - | - | Active | - | - | N | N | - | - | - | - | - | - | - | - | - | - | - | A4649 | D2999 | 41749.3584606481 | [54 empty] | QC Completed
ESI | 006 |  | ABC |  |  |  | ABC | ABC | Data Enrichment | ABC | 11th | [10 empty] | NMC | 800768 | 1236 | 2ST0020023 | 1236_2ST0020023 | Med-Surg Consumable | DAILY CONTROLLED MEDICINE CHECKLIST WARD 13 SURGICAL WARD TWO COLOUR PRINTING ON WHITE LEDGER PAPER ON 120GSM | - | 0 | - | EIFFEL PRINTING PRESS LLC | - | - | Each | - | 81 | STATIONERY | - | - | - | - | DENTAL | - | Medical Equipment and Accessories and Supplies | Dental equipment and supplies | Dental and subspecialty instruments and devices | Dental restorative kits | - | Y | Y | Y | Y | - | - | - | - | - | Y | 145 | - | - | Active | - | - | N | N | - | - | - | - | - | - | - | - | - | - | - | A4649 | D2999 | 41749.3584606481 | [54 empty] | QC Completed
ESI | 006 |  | ABC |  |  |  | ABC | ABC | Data Enrichment | ABC | 11th | [10 empty] | NMC | 800779 | 1271 | 2ST0020098 | 1271_2ST0020098 | Med-Surg Consumable | INK FOR STAMP PAD BLACK((PELIKON) | - | 0 | - | WHITE ROSE STATIONERY L L C | - | - | Each | - | 1.5 | STATIONERY | - | - | - | - | DENTAL | - | Medical Equipment and Accessories and Supplies | Dental equipment and supplies | General dental supplies | Dental syringes or needles or syringes with needles | - | Y | Y | Y | Y | - | - | - | - | - | Y | 85 | - | - | Active | - | - | N | N | - | - | - | - | - | - | - | - | - | - | - | A4657 | A4657 | 41749.3584606481 | [54 empty] | QC Completed
ESI | 006 |  | ABC |  |  |  | ABC | ABC | Data Enrichment | ABC | 11th | [10 empty] | NMC | 800780 | 1274 | 2ST0020116 | 1274_2ST0020116 | Med-Surg Consumable | PLAIN PAPER (CERTIFICATE) SIZE: A4 WITHOUT PRINTING ON 160 GSM GOLDEST PAPER | - | 0 | - | EAGLE STATIONERY ESTABLISHMENT | - | - | Each | - | 26 | STATIONERY | - | - | - | - | DENTAL | - | Medical Equipment and Accessories and Supplies | Dental equipment and supplies | Dental hygiene and preventive care equipment and supplies | Endodontic sprays | - | Y | Y | Y | Y | - | - | - | - | - | Y | 125 | - | - | Active | - | - | N | N | - | - | - | - | - | - | - | - | - | - | - | A4649 | T5999 | 41749.3584606481 | [54 empty] | QC Completed
ESI | 006 |  | ABC |  |  |  | ABC | ABC | Data Enrichment | ABC | 11th | [10 empty] | NMC | 800786 | 1282 | 2ST0020153 | 1282_2ST0020153 | Med-Surg Consumable | CDP100 DELUXE CD POUCH (1X100) WHITE | - | 0 | - | WHITE ROSE STATIONERY L L C | - | - | Each | - | 5.9 | STATIONERY | - | - | - | - | DENTAL | - | Medical Equipment and Accessories and Supplies | Dental equipment and supplies | Dental and subspecialty instruments and devices | Dental restorative kits | - | Y | Y | Y | Y | - | - | - | - | - | Y | 67 | - | - | Active | - | - | N | N | - | - | - | - | - | - | - | - | - | - | - | A4649 | D2999 | 41749.3584606481 | [54 empty] | QC Completed
ESI | 006 |  | ABC |  |  |  | ABC | ABC | Data Enrichment | ABC | 11th | [10 empty] | NMC | 800787 | 1283 | 2ST0020156 | 1283_2ST0020156 | Med-Surg Consumable | WHITE BOARD MAGNET 30MM (5PCS/BOX) | - | 0 | - | WHITE ROSE STATIONERY L L C | - | - | Each | - | 5 | STATIONERY | - | - | - | - | DENTAL | - | NMC-Default Category | Na | NA | NA | - | Y | Y | Y | Y | - | - | - | - | - | Y | 230 | - | - | Active | - | - | N | N | - | - | - | - | - | - | - | - | - | - | - | A4649 | D3999 | 41749.3584606481 | [54 empty] | QC Completed
ESI | 006 |  | ABC |  |  |  | ABC | ABC | Data Enrichment | ABC | 11th | [10 empty] | NMC | 800788 | 1284 | 2ST0020159 | 1284_2ST0020159 | Med-Surg Consumable | PLASTIC PAPER TRAY LAYER (BLACK COLOR) | - | 0 | - | ABCOM OFFICE SUPPLIES LLC | - | - | Each | - | 7 | STATIONERY | - | - | - | - | DENTAL | - | NMC-Default Category | Na | NA | NA | - | Y | Y | Y | Y | - | - | - | - | - | Y | 204 | - | - | Active | - | - | N | N | - | - | - | - | - | - | - | - | - | - | - | A4649 | D3999 | 41749.3584606481 | [54 empty] | QC Completed
ESI | 006 |  | ABC |  |  |  | ABC | ABC | Data Enrichment | ABC | 11th | [10 empty] | NMC | 800791 | 1287 | 2ST0020174 | 1287_2ST0020174 | Med-Surg Consumable | ID CARD HOLDER VERTICAL | - | 0 | - | ABCOM OFFICE SUPPLIES LLC | - | - | Each | - | 0.72 | STATIONERY | - | - | - | - | DENTAL | - | NMC-Default Category | Na | NA | NA | - | Y | Y | Y | Y | - | - | - | - | - | Y | 425 | - | - | Active | - | - | N | N | - | - | - | - | - | - | - | - | - | - | - | A4649 | D3999 | 41749.3584606481 | [54 empty] | QC Completed
ESI | 006 |  | ABC |  |  |  | ABC | ABC | Data Enrichment | ABC | 11th | [10 empty] | NMC | 800801 | 1298 | 2ST0020231 | 1298_2ST0020231 | Med-Surg Consumable | MARKER TWIN POINT COLOR BLACK | - | 0 | - | WHITE ROSE STATIONERY L L C | - | - | Each | - | 0.9 | STATIONERY | - | - | - | - | DENTAL | - | NMC-Default Category | Na | NA | NA | - | Y | Y | Y | Y | - | - | - | - | - | Y | 400 | - | - | Active | - | - | N | N | - | - | - | - | - | - | - | - | - | - | - | A4649 | D7880 | 41749.3584606481 | [54 empty] | QC Completed
ESI | 006 |  | ABC |  |  |  | ABC | ABC | Data Enrichment | ABC | 11th | [10 empty] | NMC | 800827 | 1333 | 2ST0005800 | 1333_2ST0005800 | Med-Surg Consumable | PAD PEDIATRIC EARLY WARNING SIGN 5-16 YEARS A4 M COLOR 80GSM B/S | - | 0 | - | EIFFEL PRINTING PRESS LLC | - | - | Each | - | 0.27 | STATIONERY | - | - | - | - | LABORATORY | - | Laboratory and Measuring and Observing and Testing Equipment | Laboratory and scientific equipment | Microorganism propagation and transformation media and kits and equipment | Microorganism propagation and transformation media and kits and equipment | - | Y | Y | Y | Y | - | - | - | - | - | Y | 150 | - | - | Active | - | - | N | N | - | - | - | - | - | - | - | - | - | - | - | A4649 | A4649 | 41749.3584722222 | [54 empty] | QC Completed
ESI | 006 |  | ABC |  |  |  | ABC | ABC | Data Enrichment | ABC | 11th | [10 empty] | NMC | 800842 | 1353 | 2GE0001041 | 1353_2GE0001041 | Med-Surg Consumable | DHANWANTARARISHTAM 450ML | - | 0 | - | AL JAZEERA HERBS. TR. | - | - | Each | - | 9 | GENERAL ITEM | - | - | - | - | LABORATORY | - | Laboratory and Measuring and Observing and Testing Equipment | Laboratory and scientific equipment | Microorganism propagation and transformation media and kits and equipment | Microorganism propagation and transformation media and kits and equipment | - | Y | Y | Y | Y | - | - | - | - | - | Y | 50 | - | - | Active | - | - | N | N | - | - | - | - | - | - | - | - | - | - | - | A4649 | A4649 | 41749.3584722222 | [54 empty] | QC Completed
ESI | 006 |  | ABC |  |  |  | ABC | ABC | Data Enrichment | ABC | 11th | [10 empty] | NMC | 800843 | 1354 | 2GE0001036 | 1354_2GE0001036 | Med-Surg Consumable | RASANASAPTAKAM KASHAYAM 200ML | - | 0 | - | AL JAZEERA HERBS. TR. | - | - | BTL | - | 13 | GENERAL ITEM | - | - | - | - | LABORATORY | - | Laboratory and Measuring and Observing and Testing Equipment | Laboratory and scientific equipment | Microorganism propagation and transformation media and kits and equipment | Microorganism propagation and transformation media and kits and equipment | - | Y | Y | Y | Y | - | - | - | - | - | Y | 80 | - | - | Active | - | - | N | N | - | - | - | - | - | - | - | - | - | - | - | A4649 | A4649 | 41749.3584722222 | [54 empty] | QC Completed
ESI | 006 |  | ABC |  |  |  | ABC | ABC | Data Enrichment | ABC | 11th | [10 empty] | NMC | 800844 | 1355 | 2GE0001037 | 1355_2GE0001037 | Med-Surg Consumable | CHIRUVILWADI KASHAYAM 200ML | - | 0 | - | AL JAZEERA HERBS. TR. | - | - | BTL | - | 15 | GENERAL ITEM | - | - | - | - | LABORATORY | - | Laboratory and Measuring and Observing and Testing Equipment | Measuring and observing and testing instruments | Manual test kits and quality controls and calibrators and standards | Chemistry quality controls or calibrators or standards | - | Y | Y | Y | Y | - | - | - | - | - | Y | 1350 | - | - | Active | - | - | Y | Y | - | - | - | - | - | - | - | - | - | - | - | A4649 | A4649 | 41749.3584722222 | [54 empty] | QC Completed
ESI | 006 |  | ABC |  |  |  | ABC | ABC | Data Enrichment | ABC | 11th | [10 empty] | NMC | 800846 | 1357 | 2GE0001047 | 1357_2GE0001047 | Med-Surg Consumable | CHERIYA RASNADI KASHAYAM | - | 0 | - | AL JAZEERA HERBS. TR. | - | - | BTL | - | 15 | GENERAL ITEM | - | - | - | - | LABORATORY | - | Laboratory and Measuring and Observing and Testing Equipment | Measuring and observing and testing instruments | Manual test kits and quality controls and calibrators and standards | Chemistry quality controls or calibrators or standards | - | Y | Y | Y | Y | - | - | - | - | - | Y | 450 | - | - | Active | - | - | Y | Y | - | - | - | - | - | - | - | - | - | - | - | A4649 | A4649 | 41749.3584722222 | [54 empty] | QC Completed
ESI | 006 |  | ABC |  |  |  | ABC | ABC | Data Enrichment | ABC | 11th | [10 empty] | NMC | 800852 | 1364 | 2ST0005829 | 1364_2ST0005829 | Med-Surg Consumable | PAD FORM CONSENT RADIATION RED | - | 0 | - | EIFFEL PRINTING PRESS LLC | - | - | Each | - | 6.9 | STATIONERY | - | - | - | - | LABORATORY | - | Laboratory and Measuring and Observing and Testing Equipment | Measuring and observing and testing instruments | Manual test kits and quality controls and calibrators and standards | Chemistry quality controls or calibrators or standards | - | Y | Y | Y | Y | - | - | - | - | - | Y | 525 | - | - | Active | - | - | Y | Y | - | - | - | - | - | - | - | - | - | - | - | A4649 | A4649 | 41749.3584722222 | [54 empty] | QC Completed
ESI | 006 |  | ABC |  |  |  | ABC | ABC | Data Enrichment | ABC | 11th | [10 empty] | NMC | 800853 | 1365 | 2ST0005833 | 1365_2ST0005833 | Med-Surg Consumable | PAD FORM CONSENT FOR INTRAVENOUS CONTRAST IODINE ADMINISTRATION | - | 0 | - | EIFFEL PRINTING PRESS LLC | - | - | Each | - | 6.9 | STATIONERY | - | - | - | - | LABORATORY | - | Laboratory and Measuring and Observing and Testing Equipment | Measuring and observing and testing instruments | Manual test kits and quality controls and calibrators and standards | Chemistry quality controls or calibrators or standards | - | Y | Y | Y | Y | - | - | - | - | - | Y | 1350 | - | - | Active | - | - | Y | Y | - | - | - | - | - | - | - | - | - | - | - | A4256 | A4256 | 41749.3584722222 | [54 empty] | QC Completed
ESI | 006 |  | ABC |  |  |  | ABC | ABC | Data Enrichment | ABC | 11th | [10 empty] | NMC | 802902 | 18309 | 2IN0005644 | 18309_2IN0005644 | Med-Surg Consumable | NEEDLE FASCIA K1-8540 WRIGHT KATENA EACH | - | KATENA | K1-8540 | AL AMIN MEDICAL INSTRUMENTS LLC | - | - | EA | - | 810 | INSTRUMENT | - | - | - | - | OPERATION THEATRE | - | Medical Equipment and Accessories and Supplies | Surgical products | Surgical support supplies | Surgical support supplies | - | Y | Y | Y | Y | - | - | - | - | - | Y | 2375 | - | - | Active | - | - | N | N | - | - | - | - | - | - | - | - | - | - | - | A4649 | A4649 | 44391.7055439815 | [54 empty] | QC Completed
ESI | 006 |  | ABC |  |  |  | ABC | ABC | Data Enrichment | ABC | 11th | [10 empty] | NMC | 802905 | 18317 | 2422940100 | 18317_2422940100 | Med-Surg Consumable | EAGL FLOW CONTROL PLUG 0.06MM REF 3006 (2PCS PKT ) | - | KATENA | KATENA | AL AMIN MEDICAL INSTRUMENTS LLC | - | - | BOX | - | 310 | CONSUMABLES | - | - | - | - | LABORATORY | - | Laboratory and Measuring and Observing and Testing Equipment | Measuring and observing and testing instruments | Manual test kits and quality controls and calibrators and standards | Chemistry test strips or test paper | - | Y | Y | Y | Y | - | - | - | - | - | Y | 122 | - | - | Active | - | - | Y | Y | - | - | - | - | - | - | - | - | - | - | - | A4649 | A4649 | 44392.7516550926 | [54 empty] | QC Completed
ESI | 006 |  | ABC |  |  |  | ABC | ABC | Data Enrichment | ABC | 11th | [10 empty] | NMC | 802906 | 18318 | 2422940101 | 18318_2422940101 | Med-Surg Consumable | EAGL FLOW CONTROL PLUG 0.07MM REF3007 (2PCS PKT ) | - | KATENA | KATENA | AL AMIN MEDICAL INSTRUMENTS LLC | - | - | BOX | - | 294.5 | CONSUMABLES | - | - | - | - | LABORATORY | - | Laboratory and Measuring and Observing and Testing Equipment | Measuring and observing and testing instruments | Manual test kits and quality controls and calibrators and standards | Chemistry test strips or test paper | - | Y | Y | Y | Y | - | - | - | - | - | Y | 0 | - | - | Active | - | - | Y | Y | - | - | - | - | - | - | - | - | - | - | - | A4649 | A4649 | 44392.7520949074 | [54 empty] | QC Completed
ESI | 006 |  | ABC |  |  |  | ABC | ABC | Data Enrichment | ABC | 11th | [10 empty] | NMC | 802909 | 18322 | 2423102216 | 18322_2423102216 | Med-Surg Consumable | PAD FOAM 05.19050.003 SWISTO3 BIOCOMPATIBLE 2's | - | KAWE | 05.19050.003 | LEADER MEDICAL SUPPLIES TRADING LLC | - | - | BOX | - | 330 | CONSUMABLES | - | - | - | - | GENERAL MEDICAL CONSUMABLES | - | Apparel and Luggage and Personal Care Products | Personal care products | Bath and body | Disposable personal wipes | - | Y | Y | Y | Y | - | - | - | - | - | Y | 10 | - | - | Active | - | - | N | N | - | - | - | - | - | - | - | - | - | - | - | A4649 | A4649 | 44395.6942476852 | [54 empty] | QC Completed
ESI | 006 |  | ABC |  |  |  | ABC | ABC | Data Enrichment | ABC | 11th | [10 empty] | NMC | 802989 | 18496 | 2421508535 | 18496_2421508535 | Med-Surg Consumable | PASTE POLISHING KEY STONE ASSORTED 2GM 200's | - | KEY STONE | KEYSTONE INDUSTRIES | SCORPIOS INTERNATIONAL LLC | - | - | BOX | - | 120 | CONSUMABLES | - | - | - | - | GENERAL MEDICAL CONSUMABLES | - | Medical Equipment and Accessories and Supplies | Surgical products | Surgical equipment and accessories and related products | Surgical irrigation pump equipment or pulsed lavage or accessories with or without suction | - | Y | Y | Y | Y | - | - | - | - | - | Y | 0 | - | - | Active | - | - | N | N | - | - | - | - | - | - | - | - | - | - | - | A4649 | A4649 | 44439.4878587963 | [54 empty] | QC Completed
ESI | 006 |  | ABC |  |  |  | ABC | ABC | Data Enrichment | ABC | 11th | [10 empty] | NMC | 803054 | 18629 | 2422909055 | 18629_2422909055 | Med-Surg Consumable | GEL ANTI-ADHESION SG3 SUPRO BARRIER 3 ML | - | KLASS MEDICAL | SG3 | E O C MEDICAL SURGICAL ARTICLES & REQUISITES TRADING | - | - | Each | - | 3500 | CONSUMABLES | - | - | - | - | OPERATION THEATRE | - | Medical Equipment and Accessories and Supplies | Surgical products | Surgical suction and irrigation cannulas and tips and stylets and related products | Surgical vacuum extraction devices or curettes or related products | - | Y | Y | Y | Y | - | - | - | - | - | Y | 16 | - | - | Active | - | - | N | N | - | - | - | - | - | - | - | - | - | - | - | A4649 | A4649 | 44467.6159606481 | [54 empty] | QC Completed
ESI | 006 |  | ABC |  |  |  | ABC | ABC | Data Enrichment | ABC | 11th | [10 empty] | NMC | 803071 | 18668 | 2421800838 | 18668_2421800838 | Med-Surg Consumable | GEL ECG 110.0001 KONIX 250ML | - | KONIX | 110.0001 | BANIYAS MEDICAL EQUIPMENT TRDG | - | - | Each | - | 3.25 | CONSUMABLES | - | - | - | - | ORTHOPAEDICS | - | Medical Equipment and Accessories and Supplies | Orthopedic surgical implants | Distal joint orthopedic implants | Wrist joint implant | - | Y | Y | Y | Y | - | - | - | - | - | Y | 6970 | - | - | Active | - | - | N | N | - | - | - | - | - | - | - | - | - | - | - | C1776 | C1776 | 44474.6982523148 | [54 empty] | QC Completed
ESI | 006 |  | ABC |  |  |  | ABC | ABC | Data Enrichment | ABC | 11th | [10 empty] | NMC | 803078 | 18680 | 2512440260 | 18680_2512440260 | Med-Surg Consumable | TT ROYAL BEE VENOM LIFTING BIO CELLULOSE MASK | - | KOTEMEIN | KOTEMEIN | INNOVEX GENERAL TRADING CO. LLC | - | - | BOX | - | 130 | CONSUMABLES | - | - | - | - | ORTHOPEDIC | - | Medical Equipment and Accessories and Supplies | Orthopedic and prosthetic and sports medicine products | Orthopedic softgoods for lower extremity | Ankle or foot orthopedic softgoods | - | Y | Y | Y | Y | - | - | - | - | - | Y | 80 | - | - | Active | - | - | N | N | - | - | - | - | - | - | - | - | - | - | - | L3010 | L3010 | 44479.3798958333 | [54 empty] | QC Completed
ESI | 006 |  | ABC |  |  |  | ABC | ABC | Data Enrichment | ABC | 11th | [10 empty] | NMC | 803079 | 18681 | 2512440261 | 18681_2512440261 | Med-Surg Consumable | TT SNAIL EXTRACT REVIVAL BIO CELLULOSE MASK | - | KOTEMEIN | KOTEMEIN | INNOVEX GENERAL TRADING CO. LLC | - | - | BOX | - | 130 | CONSUMABLES | - | - | - | - | ORTHOPEDIC | - | Medical Equipment and Accessories and Supplies | Orthopedic and prosthetic and sports medicine products | Orthopedic softgoods for lower extremity | Ankle or foot orthopedic softgoods | - | Y | Y | Y | Y | - | - | - | - | - | Y | 70 | - | - | Active | - | - | N | N | - | - | - | - | - | - | - | - | - | - | - | L3010 | L3010 | 44479.4101736111 | [54 empty] | QC Completed
ESI | 006 |  | ABC |  |  |  | ABC | ABC | Data Enrichment | ABC | 11th | [10 empty] | NMC | 803082 | 18684 | 2422950065 | 18684_2422950065 | Med-Surg Consumable | TT ROYAL BEE VENOM LIFTING BIO CELLULOSE MASK 5'S | - | KOTEMEIN | KOTEMEIN INTERNATIONAL BIOTECHNOLOGY CO.LLC | INNOVEX GENERAL TRADING CO. LLC | - | - | BOX | - | 130 | CONSUMABLES | - | - | - | - | ORTHOPAEDICS | - | Medical Equipment and Accessories and Supplies | Orthopedic surgical implants | Orthopedic trauma implants | Bone screw | - | Y | Y | Y | Y | - | - | - | - | - | Y | 133.46 | - | - | Active | - | - | N | N | - | - | - | - | - | - | - | - | - | - | - | C1713 | C1713 | 44479.4737384259 | [54 empty] | QC Completed
ESI | 006 |  | ABC |  |  |  | ABC | ABC | Data Enrichment | ABC | 11th | [10 empty] | NMC | 803083 | 18685 | 2422950066 | 18685_2422950066 | Med-Surg Consumable | TT SNAIL EXTRACT REVIVAL BIO CELLULOSE MASK 5'S | - | KOTEMEIN | KOTEMEIN INTERNATIONAL BIOTECHNOLOGY CO.LLC | INNOVEX GENERAL TRADING CO. LLC | - | - | BOX | - | 130 | CONSUMABLES | - | - | - | - | ORTHOPAEDICS | - | Medical Equipment and Accessories and Supplies | Orthopedic surgical implants | Orthopedic trauma implants | Bone screw | - | Y | Y | Y | Y | - | - | - | - | - | Y | 133.46 | - | - | Active | - | - | N | N | - | - | - | - | - | - | - | - | - | - | - | C1713 | C1713 | 44479.4771875 | [54 empty] | QC Completed
ESI | 006 |  | ABC |  |  |  | ABC | ABC | Data Enrichment | ABC | 11th | [10 empty] | NMC | 803103 | 19039 | 2422910685 | 19039_2422910685 | Med-Surg Consumable | NEEDLE CYSTOSCOPIC DIS199 INJETAK ADJUSTABLE TIP 35CM DISPOSABLE | - | LABORIE | DIS199 | AL ZAHRAWI MEDICAL SERVICES CO. W.L.L. | - | - | EA | - | 700 | CONSUMABLES | - | - | - | - | STATIONERY | - | NMC-Default | Na | NA | NA | - | Y | Y | Y | Y | - | - | - | - | - | Y | 180 | - | - | Active | - | - | N | N | - | - | - | - | - | - | - | - | - | - | - | - | - | 44529.6331018519 | [54 empty] | QC Completed
ESI | 006 |  | ABC |  |  |  | ABC | ABC | Data Enrichment | ABC | 11th | [10 empty] | NMC | 803116 | 19063 | 2422909565 | 19063_2422909565 | Med-Surg Consumable | SET SUCTION IRRIGATION E212210 5 MM X 330 MM DOUBLE SPIKE STERILE DISPOSABLE 10's | - | LANDANGER | LANDANGER | AL SHOMOUKH TRADING FOR TECHNICAL & MEDICAL SUPPLIES | - | - | BOX | - | 1680 | CONSUMABLES | - | - | - | - | ORTHOPAEDICS | - | Medical Equipment and Accessories and Supplies | Orthopedic surgical implants | Orthopedic trauma implants | Bone plate | - | Y | Y | Y | Y | - | - | - | - | - | Y | 333.75 | - | - | Active | - | - | N | N | - | - | - | - | - | - | - | - | - | - | - | C1713 | C1713 | 44535.5175115741 | [54 empty] | QC Completed
ESI | 006 |  | ABC |  |  |  | ABC | ABC | Data Enrichment | ABC | 11th | [10 empty] | NMC | 803117 | 19077 | 2423102921 | 19077_2423102921 | Med-Surg Consumable | PROTECTOR WOUND 120/130 - 120/150 DISPOSABLE 50-100 MM MEDIUM | - | LAPROSURGE | 120/130 - 120/150 | ARABIAN MILLENNIUM MEDICAL TRADING L.L.C | - | - | EA | - | 120 | CONSUMABLES | - | - | - | - | LABORATORY | - | Laboratory and Measuring and Observing and Testing Equipment | Measuring and observing and testing instruments | Manual test kits and quality controls and calibrators and standards | Virology test kits or supplies | - | Y | Y | Y | Y | - | - | - | - | - | Y | 550 | - | - | Active | - | - | Y | Y | - | - | - | - | - | - | - | - | - | - | - | A4649 | A4649 | 44537.3702662037 | [54 empty] | QC Completed
ESI | 006 |  | ABC |  |  |  | ABC | ABC | Data Enrichment | ABC | 11th | [10 empty] | NMC | 803226 | 21231 | 2421300701 | 21231_2421300701 | Med-Surg Consumable | SET PERSONAL PROTECTIVE EQUIPMENT LOCAL PPE | - | LOCAL | - | PMD FZE | - | - | SET | - | 27 | CONSUMABLES | - | - | - | - | CATHLAB | - | Medical Equipment and Accessories and Supplies | Medical diagnostic imaging and nuclear medicine products | Vascular imaging and interventional cardiology and cardiac catheterization lab products | Vascular imaging and interventional cardiology and cardiac catheterization lab products | - | Y | Y | Y | Y | - | - | - | - | - | Y | 4500 | - | - | Active | - | - | Y | Y | - | - | - | - | - | - | - | - | - | - | - | C1731 | C1731 | 44781.5738541667 | [54 empty] | QC Completed
ESI | 006 |  | ABC |  |  |  | ABC | ABC | Data Enrichment | ABC | 11th | [10 empty] | NMC | 803231 | 21273 | 2IN0005112 | 21273_2IN0005112 | Med-Surg Consumable | PROBE FISTULA 3 LONG, 2 SMALL | - | LOCAL | - | OTINS LIFE SIGN GENERAL TRAD. | - | - | EA | - | 35 | INSTRUMENT | - | - | - | - | ORTHOPAEDICS | - | Medical Equipment and Accessories and Supplies | Orthopedic surgical implants | Orthopedic trauma implants | Bone screw | - | Y | Y | Y | Y | - | - | - | - | - | Y | 218.4 | - | - | Active | - | - | N | N | - | - | - | - | - | - | - | - | - | - | - | C1713 | C1713 | 44784.4254513889 | [54 empty] | QC Completed
ESI | 006 |  | ABC |  |  |  | ABC | ABC | Data Enrichment | ABC | 11th | [10 empty] | NMC | 803232 | 21276 | 2GE0001780 | 21276_2GE0001780 | Med-Surg Consumable | DISPENSER I040310001 KX AUTOMATIC FOR 1000ML | - | LOCAL | - | UNICARE MEDICAL TRADING L.LC | - | - | EA | - | 0 | GENERAL ITEM | - | - | - | - | OPERATION THEATRE | - | Medical Equipment and Accessories and Supplies | Patient care and treatment products and supplies | Injection and aspiration needles and accessories | Injection and aspiration needles and accessories | - | Y | Y | Y | Y | - | - | - | - | - | Y | 550 | - | - | Active | - | - | Y | Y | - | - | - | - | - | - | - | - | - | - | - | A4649 | A4649 | 44784.4833333333 | [54 empty] | QC Completed
ESI | 006 |  | ABC |  |  |  | ABC | ABC | Data Enrichment | ABC | 11th | [10 empty] | NMC | 803234 | 21287 | 2GE0001787 | 21287_2GE0001787 | Med-Surg Consumable | DISPENSER GLASS | - | LOCAL | - | STANDARD HARDWARE TR. LLC | - | - | EA | - | 30 | GENERAL ITEM | - | - | - | - | OPERATION THEATRE | - | Medical Equipment and Accessories and Supplies | Surgical products | Open heart perfusion equipment and monitors and accessories and related products | Perfusion oxygenators or accessories | - | Y | Y | Y | Y | - | - | - | - | - | Y | 1675 | - | - | Active | - | - | Y | Y | - | - | - | - | - | - | - | - | - | - | - | A4649 | A4649 | 44785.5588425926 | [54 empty] | QC Completed
ESI | 006 |  | ABC |  |  |  | ABC | ABC | Data Enrichment | ABC | 11th | [10 empty] | NMC | 803258 | 21385 | 2GE0001812 | 21385_2GE0001812 | Med-Surg Consumable | LAMP SPIRIT | - | LOCAL | - | AL ABBAR MEDICAL & SCIENTIFIC SUPPLIES. | - | - | EA | - | 45 | GENERAL ITEM | - | - | - | - | OPERATION THEATRE | - | Medical Equipment and Accessories and Supplies | Surgical products | Surgical support supplies | Surgical custom or specialty procedure packs | - | Y | Y | Y | Y | - | - | - | - | - | Y | 6690 | - | - | Active | - | - | N | N | - | - | - | - | - | - | - | - | - | - | - | A4649 | A4649 | 44796.8239236111 | [54 empty] | QC Completed
ESI | 006 |  | ABC |  |  |  | ABC | ABC | Data Enrichment | ABC | 11th | [10 empty] | NMC | 803280 | 21440 | 2IN0005407 | 21440_2IN0005407 | Med-Surg Consumable | HOOKLET GILLIES SINGLE PRONG 18CM | - | LOCAL | - | OTINS LIFE SIGN GENERAL TRAD. | - | - | EA | - | 70 | INSTRUMENT | - | - | - | - | ORTHOPAEDICS | - | Medical Equipment and Accessories and Supplies | Orthopedic surgical implants | Spinal implants | Spinal implants | - | Y | Y | Y | Y | - | - | - | - | - | Y | 9500 | - | - | Active | - | - | N | N | - | - | - | - | - | - | - | - | - | - | - | C1762 | C1762 | 44802.575150463 | [54 empty] | QC Completed
ESI | 006 |  | ABC |  |  |  | ABC | ABC | Data Enrichment | ABC | 11th | [10 empty] | NMC | 803281 | 21441 | 2IN0005408 | 21441_2IN0005408 | Med-Surg Consumable | HOOKLET DESMARRES 14MM X 16 CM | - | LOCAL | - | OTINS LIFE SIGN GENERAL TRAD. | - | - | EA | - | 120 | INSTRUMENT | - | - | - | - | LABORATORY | - | Laboratory and Measuring and Observing and Testing Equipment | Measuring and observing and testing instruments | Manual test kits and quality controls and calibrators and standards | Immunology or serology reagents or solutions or stains | - | Y | Y | Y | Y | - | - | - | - | - | Y | 600 | - | - | Active | - | - | Y | Y | - | - | - | - | - | - | - | - | - | - | - | A4649 | A4649 | 44802.6285185185 | [54 empty] | QC Completed
ESI | 006 |  | ABC |  |  |  | ABC | ABC | Data Enrichment | ABC | 11th | [10 empty] | NMC | 803282 | 21442 | 2IN0005409 | 21442_2IN0005409 | Med-Surg Consumable | HOOKLET DESMARRES 8MM X 16 CM | - | LOCAL | - | OTINS LIFE SIGN GENERAL TRAD. | - | - | EA | - | 120 | INSTRUMENT | - | - | - | - | DERMATOLOGY/COSMETIC ITEMS | - | Drugs and Pharmaceutical Products | Drugs affecting the ears, eye, nose and skin | Dermatologic agents | Dermatologic agents | - | Y | Y | Y | Y | - | - | - | - | - | Y | 1180 | - | - | Active | - | - | N | N | - | - | - | - | - | - | - | - | - | - | - | A4649 | A4649 | 44802.6623842593 | [54 empty] | QC Completed
ESI | 006 |  | ABC |  |  |  | ABC | ABC | Data Enrichment | ABC | 11th | [10 empty] | NMC | 803291 | 21453 | 2IN0005426 | 21453_2IN0005426 | Med-Surg Consumable | HANDLE SURGICAL BP SIZE 5 | - | LOCAL | - | OTINS LIFE SIGN GENERAL TRAD. | - | - | EA | - | 65 | INSTRUMENT | - | - | - | - | LABORATORY | - | Laboratory and Measuring and Observing and Testing Equipment | Measuring and observing and testing instruments | Clinical and diagnostic analyzer reagents | Hematology analyzer reagents | - | Y | Y | Y | Y | - | - | - | - | - | Y | 1085 | - | - | Active | - | - | Y | Y | - | - | - | - | - | - | - | - | - | - | - | A4649 | A4649 | 44803.4974421296 | [54 empty] | QC Completed
ESI | 006 |  | ABC |  |  |  | ABC | ABC | Data Enrichment | ABC | 11th | [10 empty] | NMC | 803303 | 21499 | 2IN0005514 | 21499_2IN0005514 | Med-Surg Consumable | HOLDER SPONGE FORESTER L25 CM EACH | - | LOCAL | - | OTINS LIFE SIGN GENERAL TRAD. | - | - | EA | - | 108 | INSTRUMENT | - | - | - | - | LABORATORY | - | Laboratory and Measuring and Observing and Testing Equipment | Measuring and observing and testing instruments | Clinical and diagnostic analyzer reagents | Chemistry analyzer reagents | - | Y | Y | Y | Y | - | - | - | - | - | Y | 0 | - | - | Active | - | - | Y | Y | - | - | - | - | - | - | - | - | - | - | - | A4649 | A4649 | 44804.6716666667 | [54 empty] | QC Completed
ESI | 006 |  | ABC |  |  |  | ABC | ABC | Data Enrichment | ABC | 11th | [10 empty] | NMC | 803305 | 21502 | 2IN0005518 | 21502_2IN0005518 | Med-Surg Consumable | HANDLE BP STRAIGHT PEN TYPE ROUND EACH | - | LOCAL | - | OTINS LIFE SIGN GENERAL TRAD. | - | - | EA | - | 40.5 | INSTRUMENT | - | - | - | - | LABORATORY | - | Laboratory and Measuring and Observing and Testing Equipment | Measuring and observing and testing instruments | Clinical and diagnostic analyzer reagents | Chemistry analyzer reagents | - | Y | Y | Y | Y | - | - | - | - | - | Y | 0 | - | - | Active | - | - | Y | Y | - | - | - | - | - | - | - | - | - | - | - | A4649 | A4649 | 44804.682025463 | [54 empty] | QC Completed
ESI | 006 |  | ABC |  |  |  | ABC | ABC | Data Enrichment | ABC | 11th | [10 empty] | NMC | 803345 | 21598 | 2422300055 | 21598_2422300055 | Med-Surg Consumable | COVER TABLET 100's | - | LOCAL | LOCAL | PHARMA LAND MEDICAL EQUIPMENT TRADING L.L.C | - | - | BOX | - | 3.5 | CONSUMABLES | - | - | - | - | ENDOSCOPY | - | Medical Equipment and Accessories and Supplies | Surgical products | Endoscopic instruments and supplies and accessories and related products | Sealing caps for endoscopes | - | Y | Y | Y | Y | - | - | - | - | - | Y | 1100 | - | - | Active | - | - | N | N | - | - | - | - | - | - | - | - | - | - | - | A4649 | A4649 | 44813.4144560185 | [54 empty] | QC Completed
ESI | 006 |  | ABC |  |  |  | ABC | ABC | Data Enrichment | ABC | 11th | [10 empty] | NMC | 803368 | 21653 | 2421506577 | 21653_2421506577 | Med-Surg Consumable | KIT RESTORATIVE COMPOSITE GUN | - | LOCAL | LOCAL | AL ARABIA MEDICAL SURGICAL EQUIPMENT TRADING LLC. | - | - | Each | - | 100 | CONSUMABLES | - | - | - | - | DENTAL | - | Medical Equipment and Accessories and Supplies | Dental equipment and supplies | Dental materials | Elastomeric dental impression materials | - | Y | Y | Y | Y | - | - | - | - | - | Y | 144 | - | - | Active | - | - | N | N | - | - | - | - | - | - | - | - | - | - | - | A4649 | A4649 | 44818.5527546296 | [54 empty] | QC Completed
ESI | 006 |  | ABC |  |  |  | ABC | ABC | Data Enrichment | ABC | 11th | [10 empty] | NMC | 803374 | 21663 | 2421506878 | 21663_2421506878 | Med-Surg Consumable | POWDER PROPHYLAXIS 300GM | - | LOCAL | LOCAL | AL ARABIA MEDICAL SURGICAL EQUIPMENT TRADING LLC. | - | - | Each | - | 110 | CONSUMABLES | - | - | - | - | ORTHOPAEDICS | - | Medical Equipment and Accessories and Supplies | Orthopedic surgical implants | Orthopedic trauma implants | Orthopedic trauma implants | - | Y | Y | Y | Y | - | - | - | - | - | Y | 4654.85 | - | - | Active | - | - | N | N | - | - | - | - | - | - | - | - | - | - | - | C1776 | C1776 | 44818.7210532407 | [54 empty] | QC Completed
ESI | 006 |  | ABC |  |  |  | ABC | ABC | Data Enrichment | ABC | 11th | [10 empty] | NMC | 803380 | 21671 | 2421507063 | 21671_2421507063 | Med-Surg Consumable | KIT ORTHODONTIC DR.SMITH PINK | - | LOCAL | LOCAL | SCORPIOS INTERNATIONAL LLC | - | - | KIT | - | 25 | CONSUMABLES | - | - | - | - | CATHLAB | - | Medical Equipment and Accessories and Supplies | Medical diagnostic imaging and nuclear medicine products | Vascular imaging and interventional cardiology and cardiac catheterization lab products | Diagnostic or interventional vascular catheters or sets | - | Y | Y | Y | Y | - | - | - | - | - | Y | 800 | - | - | Active | - | - | Y | Y | - | - | - | - | - | - | - | - | - | - | - | C1731 | C1731 | 44819.4461111111 | [54 empty] | QC Completed
ESI | 006 |  | ABC |  |  |  | ABC | ABC | Data Enrichment | ABC | 11th | [10 empty] | NMC | 803386 | 21678 | 2422922552 | 21678_2422922552 | Med-Surg Consumable | CAP T 15MCI, I - 131 ( CAPSION 629MBQ,CAPSION 555MBQ.CAPSION 666MBQ) | - | LOCAL | LOCAL | AL ZAHRAWI MEDICAL SERVICES CO. W.L.L. | - | - | Each | - | 586 | CONSUMABLES | - | - | - | - | DENTAL | - | Medical Equipment and Accessories and Supplies | Dental equipment and supplies | Dental and subspecialty instruments and devices | Dental restorative kits | - | Y | Y | Y | Y | - | - | - | - | - | Y | 150 | - | - | Active | - | - | N | N | - | - | - | - | - | - | - | - | - | - | - | A4649 | A4649 | 44819.6123611111 | [54 empty] | QC Completed
ESI | 006 |  | ABC |  |  |  | ABC | ABC | Data Enrichment | ABC | 11th | [10 empty] | NMC | 803387 | 21679 | 2422922563 | 21679_2422922563 | Med-Surg Consumable | CAPSION 185MBQ ( I-131 CAPSULES 5 MCI) | - | LOCAL | LOCAL | AL ZAHRAWI MEDICAL SERVICES CO. W.L.L. | - | - | Each | - | 472 | CONSUMABLES | - | - | - | - | ORTHOPAEDICS | - | Medical Equipment and Accessories and Supplies | Orthopedic surgical implants | Orthopedic trauma implants | Bone screw | - | Y | Y | Y | Y | - | - | - | - | - | Y | 218.4 | - | - | Active | - | - | N | N | - | - | - | - | - | - | - | - | - | - | - | C1713 | C1713 | 44819.6175810185 | [54 empty] | QC Completed
ESI | 006 |  | ABC |  |  |  | ABC | ABC | Data Enrichment | ABC | 11th | [10 empty] | NMC | 803388 | 21680 | 2422922570 | 21680_2422922570 | Med-Surg Consumable | CAPSION 740MBQ ( IODINE I-131 CAPSULE 20MCI | - | LOCAL | LOCAL | AL ZAHRAWI MEDICAL SERVICES CO. W.L.L. | - | - | Each | - | 634 | CONSUMABLES | - | - | - | - | DENTAL | - | Medical Equipment and Accessories and Supplies | Dental equipment and supplies | Dental and subspecialty instruments and devices | Dental restorative kits | - | Y | Y | Y | Y | - | - | - | - | - | Y | 150 | - | - | Active | - | - | N | N | - | - | - | - | - | - | - | - | - | - | - | A4649 | A4649 | 44819.6282175926 | [54 empty] | QC Completed
ESI | 006 |  | ABC |  |  |  | ABC | ABC | Data Enrichment | ABC | 11th | [10 empty] | NMC | 803389 | 21681 | 2422922871 | 21681_2422922871 | Med-Surg Consumable | NEEDLES ACCUPUNCTURE AN025X40 SILVER HANDLE SIZE: 0.25X40MM TUBE DIALYSIS PAPER (100/BOX) MFR: SHENLONG MEDICAL-PRC | - | LOCAL | LOCAL | JKR INTERNATIONAL LLC | - | - | BOX | - | 50 | CONSUMABLES | - | - | - | - | DENTAL | - | Medical Equipment and Accessories and Supplies | Dental equipment and supplies | Dental and subspecialty instruments and devices | Dental restorative kits | - | Y | Y | Y | Y | - | - | - | - | - | Y | 150 | - | - | Active | - | - | N | N | - | - | - | - | - | - | - | - | - | - | - | A4649 | A4649 | 44819.630150463 | [54 empty] | QC Completed
ESI | 006 |  | ABC |  |  |  | ABC | ABC | Data Enrichment | ABC | 11th | [10 empty] | NMC | 803399 | 21700 | 2422908224 | 21700_2422908224 | Med-Surg Consumable | LASER PENCIL WHITE FOR HAIR REMOVAL 12's | - | LOCAL | LOCAL | AL JAWAHIR MEDICAL SUPPLIES LLC | - | - | BOX | - | 36 | CONSUMABLES | - | - | - | - | OPHTHALMOLOGY | - | Medical Equipment and Accessories and Supplies | Surgical products | Surgical implants and expanders and extenders and surgical wires and related products | Intraocular lens IOL | - | Y | Y | Y | Y | - | - | - | - | - | Y | 530 | - | - | Active | - | - | Y | Y | - | - | - | - | - | - | - | - | - | - | - | C1789 | C1789 | 44820.5606828704 | [54 empty] | QC Completed
ESI | 006 |  | ABC |  |  |  | ABC | ABC | Data Enrichment | ABC | 11th | [10 empty] | NMC | 803402 | 21710 | 2422950110 | 21710_2422950110 | Med-Surg Consumable | EVA KITS FOR LIPO | - | LOCAL | LOCAL | DUBIMED MEDICAL SUPPLIES TRADING L.L.C | - | - | KIT | - | 350 | CONSUMABLES | - | - | - | - | DENTAL | - | Medical Equipment and Accessories and Supplies | Respiratory and anesthesia and resuscitation products | Oxygen therapy delivery systems and devices | Oxygen therapy delivery system products accessories or its supplies | - | Y | Y | Y | Y | - | - | - | - | - | Y | 550 | - | - | Active | - | - | N | N | - | - | - | - | - | - | - | - | - | - | - | A4649 | A4649 | 44823.4359143519 | [54 empty] | QC Completed
ESI | 006 |  | ABC |  |  |  | ABC | ABC | Data Enrichment | ABC | 11th | [10 empty] | NMC | 803403 | 21711 | 2422950073 | 21711_2422950073 | Med-Surg Consumable | LASER - DCD COOLANT CANISTER 12'S | - | LOCAL | LOCAL | IMDAD (UAE) CO. LLC. | - | - | BOX | - | 1160 | CONSUMABLES | - | - | - | - | GENERAL MEDICAL CONSUMABLES | - | Medical Equipment and Accessories and Supplies | Intravenous and arterial administration products | Intravenous and arterial tubing and administration sets and related products | Intravenous or arterial tubing administration set | - | Y | Y | Y | Y | - | - | - | - | - | Y | 1049 | - | - | Active | - | - | N | N | - | - | - | - | - | - | - | - | - | - | - | A4649 | A4649 | 44823.4527777778 | [54 empty] | QC Completed
ESI | 006 |  | ABC |  |  |  | ABC | ABC | Data Enrichment | ABC | 11th | [10 empty] | NMC | 803417 | 21732 | 2422600009 | 21732_2422600009 | Med-Surg Consumable | KIT POSTMORTEM BAG WITH UNDER PAD, CHIN WRAP AND TAGS LOCAL ADULT | - | LOCAL | LOCAL | ALL CARE MEDICAL SUPPLIES L.L.C | - | - | KIT | - | 35 | CONSUMABLES | - | - | - | - | OPERATION THEATRE | - | Medical Equipment and Accessories and Supplies | Surgical products | Surgical equipment and accessories and related products | Surgical lasers or accessories | - | Y | Y | Y | Y | - | - | - | - | - | Y | 1920 | - | - | Active | - | - | N | N | - | - | - | - | - | - | - | - | - | - | - | C1885 | C1885 | 44824.702349537 | [54 empty] | QC Completed
ESI | 006 |  | ABC |  |  |  | ABC | ABC | Data Enrichment | ABC | 11th | [10 empty] | NMC | 803427 | 21743 | 2421508516 | 21743_2421508516 | Med-Surg Consumable | GEL FLUORIDE LOCAL BOTTLE | - | LOCAL | LOCAL | APPLE MED TRADING LLC | - | - | Each | - | 65 | CONSUMABLES | - | - | - | - | ORTHOPAEDICS | - | Medical Equipment and Accessories and Supplies | Orthopedic surgical implants | Orthopedic trauma implants | Bone screw | - | Y | Y | Y | Y | - | - | - | - | - | Y | 774.38 | - | - | Active | - | - | N | N | - | - | - | - | - | - | - | - | - | - | - | C1713 | C1713 | 44825.5137731481 | [54 empty] | QC Completed
ESI | 006 |  | ABC |  |  |  | ABC | ABC | Data Enrichment | ABC | 11th | [10 empty] | NMC | 803434 | 21752 | 2421402573 | 21752_2421402573 | Med-Surg Consumable | NEEDLE BLOOD COLLECTION VACUTAINER SAFETY OD23 GA X L3/4 IN X 12IN WITH PRE ATTACHED HOLDER 25's | - | LOCAL | LOCAL | AL JAWAHIR MEDICAL SUPPLIES LLC | - | - | BOX | - | 37.5 | CONSUMABLES | - | - | - | - | ORTHOPAEDICS | - | Medical Equipment and Accessories and Supplies | Orthopedic surgical implants | Orthopedic trauma implants | Orthopedic trauma implants | - | Y | Y | Y | Y | - | - | - | - | - | Y | 5408.49 | - | - | Active | - | - | N | N | - | - | - | - | - | - | - | - | - | - | - | C1776 | C1776 | 44826.4194328704 | [54 empty] | QC Completed
ESI | 006 |  | ABC |  |  |  | ABC | ABC | Data Enrichment | ABC | 11th | [10 empty] | NMC | 803436 | 21755 | 2421509126 | 21755_2421509126 | Med-Surg Consumable | PAD MIXING MP0003 MEDIUM 3IN X 3IN LOCAL | - | LOCAL | LOCAL | AL MARWA MEDICAL EQUIPMENTSTRADING | - | - | Each | - | 14.25 | CONSUMABLES | - | - | - | - | ORTHOPAEDICS | - | Medical Equipment and Accessories and Supplies | Orthopedic surgical implants | Orthopedic trauma implants | Bone screw | - | Y | Y | Y | Y | - | - | - | - | - | Y | 351 | - | - | Active | - | - | N | N | - | - | - | - | - | - | - | - | - | - | - | C1713 | C1713 | 44826.4493518519 | [54 empty] | QC Completed
ESI | 006 |  | ABC |  |  |  | ABC | ABC | Data Enrichment | ABC | 11th | [10 empty] | NMC | 803439 | 21758 | 2422801134 | 21758_2422801134 | Med-Surg Consumable | SEALS SECURITY C2-664 SMALL 100's.. | - | LOCAL | LOCAL | WELLMED MEDICAL EQUIPMENT TRADING | - | - | BOX | - | 150 | CONSUMABLES | - | - | - | - | OPHTHALMOLOGY | - | Medical Equipment and Accessories and Supplies | Surgical products | Surgical implants and expanders and extenders and surgical wires and related products | Intraocular lens IOL | - | Y | Y | Y | Y | - | - | - | - | - | Y | 3600 | - | - | Active | - | - | Y | Y | - | - | - | - | - | - | - | - | - | - | - | C1780 | C1780 | 44826.6775115741 | [54 empty] | QC Completed
ESI | 006 |  | ABC |  |  |  | ABC | ABC | Data Enrichment | ABC | 11th | [10 empty] | NMC | 803470 | 22520 | 2531300745 | 22520_2531300745 | Med-Surg Consumable | SCRUB FACIAL 111530 MAD YOUTH TRANSFORMATION EXFOILATING 240ML | - | MAD SKINCARE | 111530 | AL NAJAH AL MOTEALK GENERAL TRADING L.L.C | - | - | Each | - | 181.35 | CONSUMABLES | - | - | - | - | CATHLAB | - | Medical Equipment and Accessories and Supplies | Medical diagnostic imaging and nuclear medicine products | Vascular imaging and interventional cardiology and cardiac catheterization lab products | Diagnostic or interventional vascular catheters or sets | - | Y | Y | Y | Y | - | - | - | - | - | Y | 500 | - | - | Active | - | - | Y | Y | - | - | - | - | - | - | - | - | - | - | - | C1731 | C1731 | 44923.5167592593 | [54 empty] | QC Completed
ESI | 006 |  | ABC |  |  |  | ABC | ABC | Data Enrichment | ABC | 11th | [10 empty] | NMC | 803534 | 22901 | 2422702134 | 22901_2422702134 | Med-Surg Consumable | LINE GAS SAMPLING 6522770 MAQUET 2.5M 25's. | - | MAQUET | MAQUET | MODERN PHARMACEUTICAL CO. | - | - | BOX | - | 450 | CONSUMABLES | - | - | - | - | OPERATION THEATRE | - | Medical Equipment and Accessories and Supplies | Surgical products | Surgical equipment and accessories and related products | Electrosurgical or electrocautery accessories or attachments | - | Y | Y | Y | Y | - | - | - | - | - | Y | 2450 | - | - | Active | - | - | N | N | - | - | - | - | - | - | - | - | - | - | - | A4649 | A4649 | 44977.5641550926 | [54 empty] | QC Completed
ESI | 006 |  | ABC |  |  |  | ABC | ABC | Data Enrichment | ABC | 11th | [10 empty] | NMC | 803558 | 22926 | 2421508815 | 22926_2421508815 | Med-Surg Consumable | PASTE POLISHING 20102 MAQUIRA DIAMOND UNIVERSAL COMPOSITE 2GM | - | MAQUIRA | MAQUIRA | AL ARABIA MEDICAL SURGICAL EQUIPMENT TRADING LLC. | - | - | Each | - | 75 | CONSUMABLES | - | - | - | - | CATHLAB | - | Medical Equipment and Accessories and Supplies | Patient care and treatment products and supplies | Injection and aspiration needles and accessories | Biopsy needles | - | Y | Y | Y | Y | - | - | - | - | - | Y | 240 | - | - | Active | - | - | N | N | - | - | - | - | - | - | - | - | - | - | - | A4649 | A4649 | 44979.6504861111 | [54 empty] | QC Completed
ESI | 006 |  | ABC |  |  |  | ABC | ABC | Data Enrichment | ABC | 11th | [10 empty] | NMC | 803563 | 22935 | 2422903639 | 22935_2422903639 | Med-Surg Consumable | SET DIALATION ARDS 8/30 AMPLATZ RENAL DIALTION SET HYDROPHILIC COATED SIZE: 8 TO 30CH SUPPLIED WITH AMPLATZ SHEATH | - | MARFLOW | ARDS 8/30 | PHOENIX MEDICINES LLC. | - | - | BOX | - | 1080 | CONSUMABLES | - | - | - | - | OPERATION THEATRE | - | Medical Equipment and Accessories and Supplies | Surgical products | Surgical cutting instruments and snares and related products | Surgical trocars for general use or accessories | - | Y | Y | Y | Y | - | - | - | - | - | Y | 450 | - | - | Active | - | - | N | N | - | - | - | - | - | - | - | - | - | - | - | A4649 | A4649 | 44980.4200694444 | [54 empty] | QC Completed
ESI | 006 |  | ABC |  |  |  | ABC | ABC | Data Enrichment | ABC | 11th | [10 empty] | NMC | 803567 | 22946 | 2422903638 | 22946_2422903638 | Med-Surg Consumable | NEEDLE IPN-18-20-2T INITIAL PUNCTURE NEEDLE - 2 - PART PUNCTURE NEEDLE TROCAR TIP 18G X L20CM | - | MARFLOW | IPN-18-20-2T | PHOENIX MEDICINES LLC. | - | - | Each | - | 103.5 | CONSUMABLES | - | - | - | - | INSTRUMENT | - | NMC-Default | Na | NA | NA | - | Y | Y | Y | Y | - | - | - | - | - | Y | 627 | - | - | Active | - | - | N | N | - | - | - | - | - | - | - | - | - | - | - | - | - | 44980.7045833333 | [54 empty] | QC Completed
ESI | 006 |  | ABC |  |  |  | ABC | ABC | Data Enrichment | ABC | 11th | [10 empty] | NMC | 803582 | 22990 | 2422908093 | 22990_2422908093 | Med-Surg Consumable | SET DILATION URETHRAL URS-O-40 L40 CM OPEN TIP | - | MARFLOW | URS-O-40 | PHOENIX MEDICINES LLC. | - | - | SET | - | 430 | CONSUMABLES | - | - | - | - | DENTAL LAB | - | Medical Equipment and Accessories and Supplies | Dental equipment and supplies | Dental and subspecialty instruments and devices | Dental burs | - | Y | Y | Y | Y | - | - | - | - | - | Y | 136 | - | - | Active | - | - | N | N | - | - | - | - | - | - | - | - | - | - | - | A4649 | A4649 | 44986.4160532407 | [54 empty] | QC Completed
ESI | 006 |  | ABC |  |  |  | ABC | ABC | Data Enrichment | ABC | 11th | [10 empty] | NMC | 803594 | 23004 | 2422923704 | 23004_2422923704 | Med-Surg Consumable | SENSOR SEDLINE SINGLE PATIENT USE NON STERILE REF# 4248 (25'S) | - | MASIMO | MASIMO | EMIRATES TECHNOLOGY COMPANY | - | - | BOX | - | 1700 | CONSUMABLES | - | - | - | - | OPERATION THEATRE | - | Medical Equipment and Accessories and Supplies | Surgical products | Surgical implants and expanders and extenders and surgical wires and related products | Surgical mesh or tissue barrier | - | Y | Y | Y | Y | - | - | - | - | - | Y | 1900 | - | - | Active | - | - | N | N | - | - | - | - | - | - | - | - | - | - | - | C1781 | C1781 | 44986.6875810185 | [54 empty] | QC Completed
ESI | 006 |  | ABC |  |  |  | ABC | ABC | Data Enrichment | ABC | 11th | [10 empty] | NMC | 803634 | 23111 | 2505000125 | 23111_2505000125 | Med-Surg Consumable | POWDER LACTOSE FOR HYDROGEN BREATH TEST MEC 1KG | - | MEC | - | GULF MED FZE | - | - | EA | - | 475 | CONSUMABLES | - | - | - | - | ORTHOPEDIC | - | Medical Equipment and Accessories and Supplies | Orthopedic surgical implants | Knee joint implants | Knee joint implants | - | Y | Y | Y | Y | - | - | - | - | - | Y | 5880 | - | - | Active | - | - | N | N | - | - | - | - | - | - | - | - | - | - | - | C1776 | C1776 | 44995.7044444444 | [54 empty] | QC Completed
ESI | 006 |  | ABC |  |  |  | ABC | ABC | Data Enrichment | ABC | 11th | [10 empty] | NMC | 803644 | 23121 | 2421509258 | 23121_2421509258 | Med-Surg Consumable | SEALER ROOT CANAL NEOSEALER FLO 2.2GM STARTER KIT ANSIK | - | MECP-AVALON PHARMA | MECP-AVALON PHARMA | DUBAI MEDICAL EQUIPMENT LLC | - | - | BOX | - | 300 | CONSUMABLES | - | - | - | - | DENTAL | - | Medical Equipment and Accessories and Supplies | Dental equipment and supplies | Orthodontic and prosthodontic equipment and supplies | Orthodontic brackets | - | Y | Y | Y | Y | - | - | - | - | - | Y | 40 | - | - | Active | - | - | N | N | - | - | - | - | - | - | - | - | - | - | - | A4649 | A4649 | 44998.5577314815 | [54 empty] | QC Completed
ESI | 006 |  | ABC |  |  |  | ABC | ABC | Data Enrichment | ABC | 11th | [10 empty] | NMC | 803645 | 23122 | 2422904654 | 23122_2422904654 | Med-Surg Consumable | SET IRRIGATION 03230006 FOR PIEZOSURGERY 50's | - | MECTRON | 3230006 | AL THANAYA PHARMACEUTICALS | - | - | BOX | - | 750 | CONSUMABLES | - | - | - | - | ENT | - | Medical Equipment and Accessories and Supplies | Surgical products | Surgical implants and expanders and extenders and surgical wires and related products | Otolaryngology implants or sets | - | Y | Y | Y | Y | - | - | - | - | - | Y | 1400 | - | - | Active | - | - | N | N | - | - | - | - | - | - | - | - | - | - | - | A4649 | A4649 | 44998.6497453704 | [54 empty] | QC Completed
ESI | 006 |  | ABC |  |  |  | ABC | ABC | Data Enrichment | ABC | 11th | [10 empty] | NMC | 803655 | 23202 | 2421700056 | 23202_2421700056 | Med-Surg Consumable | LIMB HOLDER 238-01 ADULT HAND STERILE | - | MEDBAR | 238-01 | GLOBAL MEDICAL EQUIPMENT L.L.C | - | - | Each | - | 4.5 | CONSUMABLES | - | - | - | - | DENTAL | - | Medical Equipment and Accessories and Supplies | Dental equipment and supplies | Cosmetic dentistry equipment and supplies | Dental shades | - | Y | Y | Y | Y | - | - | - | - | - | Y | 650 | - | - | Active | - | - | N | N | - | - | - | - | - | - | - | - | - | - | - | A4649 | A4649 | 45008.437349537 | [54 empty] | QC Completed
ESI | 006 |  | ABC |  |  |  | ABC | ABC | Data Enrichment | ABC | 11th | [10 empty] | NMC | 803663 | 23230 | 2531000058 | 23230_2531000058 | Med-Surg Consumable | PANTIES 1804 NON WOVEN XL NON STERILE DISPOSABLE 7's | - | MEDCURE INC | 1804 | MEDCURE GLOBAL MEDICAL SUPPLIES TRADING LLC | - | - | PKT | - | 4 | CONSUMABLES | - | - | - | - | DENTAL | - | Medical Equipment and Accessories and Supplies | Dental equipment and supplies | Dental and subspecialty instruments and devices | Dental and subspecialty instruments and devices | - | Y | Y | Y | Y | - | - | - | - | - | Y | 150 | - | - | Active | - | - | N | N | - | - | - | - | - | - | - | - | - | - | - | A4649 | A4649 | 45012.4805902778 | [54 empty] | QC Completed
ESI | 006 |  | ABC |  |  |  | ABC | ABC | Data Enrichment | ABC | 11th | [10 empty] | NMC | 803706 | 23314 | 2423100814 | 23314_2423100814 | Med-Surg Consumable | ROLL GAMJEE 15CM X 3MTR STERILE | - | MEDICA | MEDICA | OASIS MODERN MEDICAL SUPPLIES LLC | - | - | Each | - | 12.35 | CONSUMABLES | - | - | - | - | ORTHOPEDIC | - | Medical Equipment and Accessories and Supplies | Orthopedic surgical implants | Orthopedic trauma implants | Bone screw | - | Y | Y | Y | Y | - | - | - | - | - | Y | 229.71 | - | - | Active | - | - | N | N | - | - | - | - | - | - | - | - | - | - | - | C1713 | C1713 | 45029.4049189815 | [54 empty] | QC Completed
ESI | 006 |  | ABC |  |  |  | ABC | ABC | Data Enrichment | ABC | 11th | [10 empty] | NMC | 803708 | 23318 | 2501300001 | 23318_2501300001 | Med-Surg Consumable | POWDER MILK MEC LACTOSE 1KG | - | MEDICAL ELECTRONIC CONSTRUCTION | MEDICAL ELECTRONIC CONSTRUCTION | GULF MED FZE | - | - | Each | - | 475 | CONSUMABLES | - | - | - | - | OPERATION THEATRE | - | Medical Equipment and Accessories and Supplies | Surgical products | Surgical support supplies | Surgical support supplies | - | Y | Y | Y | Y | - | - | - | - | - | Y | 6000 | - | - | Active | - | - | N | N | - | - | - | - | - | - | - | - | - | - | - | A4649 | A4649 | 45029.8980555556 | [54 empty] | QC Completed
ESI | 006 |  | ABC |  |  |  | ABC | ABC | Data Enrichment | ABC | 11th | [10 empty] | NMC | 803732 | 23349 | 2421506235 | 23349_2421506235 | Med-Surg Consumable | PASTE PROPHY DENTICARE PRO-POLISH JAR MEDICOM 340GM | - | MEDICOM | MEDICOM | AL ARABIA MEDICAL SURGICAL EQUIPMENT TRADING LLC. | - | - | Each | - | 52.25 | CONSUMABLES | - | - | - | - | INSTRUMENT | - | NMC-Default | Na | NA | NA | - | Y | Y | Y | Y | - | - | - | - | - | Y | 1490 | - | - | Active | - | - | N | N | - | - | - | - | - | - | - | - | - | - | - | - | - | 45034.4424305556 | [54 empty] | QC Completed
ESI | 006 |  | ABC |  |  |  | ABC | ABC | Data Enrichment | ABC | 11th | [10 empty] | NMC | 803739 | 23415 | 2422950090 | 23415_2422950090 | Med-Surg Consumable | LFL SCREW 29G X 40MM 25'S | - | MEDIFIRST CO.LTD | MEDIFIRST CO.LTD | PRODERMA Drug Store L.L.C | - | - | BOX | - | 612.5 | CONSUMABLES | - | - | - | - | CATHLAB | - | Medical Equipment and Accessories and Supplies | Medical diagnostic imaging and nuclear medicine products | Vascular imaging and interventional cardiology and cardiac catheterization lab products | Angioplasty balloon catheter | - | Y | Y | Y | Y | - | - | - | - | - | Y | 575 | - | - | Active | - | - | N | N | - | - | - | - | - | - | - | - | - | - | - | C1731 | C1731 | 45047.5446759259 | [54 empty] | QC Completed
ESI | 006 |  | ABC |  |  |  | ABC | ABC | Data Enrichment | ABC | 11th | [10 empty] | NMC | 803741 | 23417 | 2422950094 | 23417_2422950094 | Med-Surg Consumable | LFL SCREW 27GX50MM 25'S | - | MEDIFIRST CO.LTD | MEDIFIRST CO.LTD | PRODERMA Drug Store L.L.C | - | - | BOX | - | 612.5 | CONSUMABLES | - | - | - | - | GENERAL SURGERY | - | Medical Equipment and Accessories and Supplies | Surgical products | Surgical implants and expanders and extenders and surgical wires and related products | Surgical mesh or tissue barrier | - | Y | Y | Y | Y | - | - | - | - | - | Y | 950 | - | - | Active | - | - | N | N | - | - | - | - | - | - | - | - | - | - | - | A4649 | A4649 | 45047.6348032407 | [54 empty] | QC Completed
ESI | 006 |  | ABC |  |  |  | ABC | ABC | Data Enrichment | ABC | 11th | [10 empty] | NMC | 803744 | 23420 | 2422910673 | 23420_2422910673 | Med-Surg Consumable | PAD SURGICAL BPSFT1275 SAUGERMED 12.5 MM X 75 MM NEUROSURGICAL SOFT STERILE 10's | - | MEDIKOKIM | BPSFT1275 | GLOBEMED CARE L.L.C | - | - | BOX | - | 17 | CONSUMABLES | - | - | - | - | CATHLAB | - | Medical Equipment and Accessories and Supplies | Medical diagnostic imaging and nuclear medicine products | Vascular imaging and interventional cardiology and cardiac catheterization lab products | Angioplasty balloon catheter | - | Y | Y | Y | Y | - | - | - | - | - | Y | 5250 | - | - | Active | - | - | Y | Y | - | - | - | - | - | - | - | - | - | - | - | C1725 | C1725 | 45048.3937615741 | [54 empty] | QC Completed
ESI | 006 |  | ABC |  |  |  | ABC | ABC | Data Enrichment | ABC | 11th | [10 empty] | NMC | 803788 | 23571 | 2422909807 | 23571_2422909807 | Med-Surg Consumable | ENDO-CARRY ON 10082 TRANSPORT PAD INTERCEPT BEDSIDE KIT WITH SUCTION TUBING, SYRINGE, GAUZE, DEFENDO AIR/WATER SUCTION, BIOPSY VALVES WITH ENDOGATOR, AUXILIARY JET CONNECTOR FOR OLYUMPUS ENDOSCOPES 10's | - | MEDIVATORS | MEDIVATORS | FOURMED MEDICAL SUPPLIES L.L.C | - | - | BOX | - | 1100 | CONSUMABLES | - | - | - | - | GENERAL ITEM | - | NMC-Default | Na | NA | NA | - | Y | Y | Y | Y | - | - | - | - | - | Y | 260 | - | - | Active | - | - | N | N | - | - | - | - | - | - | - | - | - | - | - | - | - | 45069.5965625 | [54 empty] | QC Completed
ESI | 006 |  | ABC |  |  |  | ABC | ABC | Data Enrichment | ABC | 11th | [10 empty] | NMC | 803807 | 23608 | 2411000817 | 23608_2411000817 | Med-Surg Consumable | WARMER HEEL MDS138007 INFANT HEEL GEL PACK MEDLINE DISPOSABLE | - | MEDLINE | MDS138007 | DUPHARM | - | - | Each | - | 3.5 | CONSUMABLES | - | - | - | - | INSTRUMENT | - | NMC-Default | Na | NA | NA | - | Y | Y | Y | Y | - | - | - | - | - | Y | 3672 | - | - | Active | - | - | N | N | - | - | - | - | - | - | - | - | - | - | - | - | - | 45076.5603240741 | [54 empty] | QC Completed
ESI | 006 |  | ABC |  |  |  | ABC | ABC | Data Enrichment | ABC | 11th | [10 empty] | NMC | 803824 | 23642 | 2422910618 | 23642_2422910618 | Med-Surg Consumable | SEALANT SYSTEM DS4C-050 IMMISEAL DURAL 5ML WITH 10CM LONG TIP | - | MEDPRIN | DS4C-050 | SPINE CARE MEDICAL & SURGICAL TRADING FZE | - | - | EA | - | 4000 | CONSUMABLES | - | - | - | - | LABORATORY | - | Laboratory and Measuring and Observing and Testing Equipment | Laboratory and scientific equipment | Microorganism propagation and transformation media and kits and equipment | Microorganism propagation and transformation media and kits and equipment | - | Y | Y | Y | Y | - | - | - | - | - | Y | 28.3 | - | - | Active | - | - | Y | Y | - | - | - | - | - | - | - | - | - | - | - | A4649 | A4649 | 45081.7797337963 | [54 empty] | QC Completed
ESI | 006 |  | ABC |  |  |  | ABC | ABC | Data Enrichment | ABC | 11th | [10 empty] | NMC | 803915 | 23812 | 2422906175 | 23812_2422906175 | Med-Surg Consumable | SEALER ELECTROSURGICAL 23-113-1 AQUAMANTYS 2.3 MM BIPOLAR | - | MEDTRONIC | 23-113-1 | PIONEER MEDICAL SUPPLIES LLC. | - | - | Each | - | 5400 | CONSUMABLES | - | - | - | - | GENERAL MEDICAL CONSUMABLES | - | Laboratory and Measuring and Observing and Testing Equipment | Laboratory and scientific equipment | Specimen collection and transport containers and supplies | Tourniquets | - | Y | Y | Y | Y | - | - | - | - | - | Y | 60 | - | - | Active | - | - | N | N | - | - | - | - | - | - | - | - | - | - | - | A4649 | A4649 | 45097.5779976852 | [54 empty] | QC Completed
ESI | 006 |  | ABC |  |  |  | ABC | ABC | Data Enrichment | ABC | 11th | [10 empty] | NMC | 803936 | 23890 | 2422910182 | 23890_2422910182 | Med-Surg Consumable | OXYGENATOR FUSION BB841 COMBO WITH BALANCE COATING | - | MEDTRONIC | BB841 | NAGHI MEDICAL CO. LTD | - | - | Each | - | 1745 | CONSUMABLES | - | - | - | - | NICU | - | Medical Equipment and Accessories and Supplies | Respiratory and anesthesia and resuscitation products | Positive mechanical pressure ventilators and accessories | Ventilator or breathing circuit | - | Y | Y | Y | Y | - | - | - | - | - | Y | 100 | - | - | Active | - | - | N | N | - | - | - | - | - | - | - | - | - | - | - | A4618 | A4618 | 45103.4779513889 | [54 empty] | QC Completed
ESI | 006 |  | ABC |  |  |  | ABC | ABC | Data Enrichment | ABC | 11th | [10 empty] | NMC | 803962 | 23970 | 2422908174 | 23970_2422908174 | Med-Surg Consumable | SET NAVIGATION CONSUMABLES INCLUDING INSTRUMENT TRACKER 9733533 ENT AND PATIENT TRACKER 9734887 NON-INVASIVE | - | MEDTRONIC | MEDTRONIC | PIONEER MEDICAL SUPPLIES LLC. | - | - | SET | - | 2550 | CONSUMABLES | - | - | - | - | INSTRUMENT | - | NMC-Default | Na | NA | NA | - | Y | Y | Y | Y | - | - | - | - | - | Y | 416.3 | - | - | Active | - | - | N | N | - | - | - | - | - | - | - | - | - | - | - | - | - | 45107.4678356481 | [54 empty] | QC Completed
ESI | 006 |  | ABC |  |  |  | ABC | ABC | Data Enrichment | ABC | 11th | [10 empty] | NMC | 803966 | 23981 | 2422909843 | 23981_2422909843 | Med-Surg Consumable | OXYGENATOR PERFUSION 541B AFFINITY BALANCE NT 2's | - | MEDTRONIC | MEDTRONIC | NAGHI MEDICAL CO. LTD | - | - | BOX | - | 2740 | CONSUMABLES | - | - | - | - | INSTRUMENT | - | NMC-Default | Na | NA | NA | - | Y | Y | Y | Y | - | - | - | - | - | Y | 1470 | - | - | Active | - | - | N | N | - | - | - | - | - | - | - | - | - | - | - | - | - | 45107.4834259259 | [54 empty] | QC Completed
ESI | 006 |  | ABC |  |  |  | ABC | ABC | Data Enrichment | ABC | 11th | [10 empty] | NMC | 803978 | 24029 | 2423204707 | 24029_2423204707 | Med-Surg Consumable | NEEDLE ENDOSURGICAL PK1002 PAK SOFAMOR DANEK TROCAR TIP | - | MEDTRONIC | PAK1002 | AL AMIN MEDICAL INSTRUMENTS LLC | - | - | Each | - | 1700 | CONSUMABLES | - | - | - | - | OPHTHALMOLOGY | - | Medical Equipment and Accessories and Supplies | Surgical products | Surgical implants and expanders and extenders and surgical wires and related products | Intraocular lens IOL | - | Y | Y | Y | Y | - | - | - | - | - | Y | 560 | - | - | Active | - | - | Y | Y | - | - | - | - | - | - | - | - | - | - | - | C1780 | C1780 | 45112.7422106481 | [54 empty] | QC Completed
ESI | 006 |  | ABC |  |  |  | ABC | ABC | Data Enrichment | ABC | 11th | [10 empty] | NMC | 804021 | 24189 | 2IN0005506 | 24189_2IN0005506 | Med-Surg Consumable | KIT SINUS COMBINATION | - | MEGAGEN | - | Zircon Medical Equipment L.L.C | - | - | EA | - | 4500 | INSTRUMENT | - | - | - | - | ORTHOPAEDICS | - | Medical Equipment and Accessories and Supplies | Orthopedic surgical implants | Knee joint implants | Tibial Insert | - | Y | Y | Y | Y | - | - | - | - | - | Y | 2422 | - | - | Active | - | - | N | N | - | - | - | - | - | - | - | - | - | - | - | C1776 | C1776 | 45133.5305555556 | [54 empty] | QC Completed
ESI | 006 |  | ABC |  |  |  | ABC | ABC | Data Enrichment | ABC | 11th | [10 empty] | NMC | 804045 | 24319 | 2521200030 | 24319_2521200030 | Med-Surg Consumable | PILLOW MEDICAL 10-52003 FACE CRADLE CUSHION SET 5's | - | Mercury Medical | 10-52003 | HESSA MEDICAL EQUIPMENT | - | - | BOX | - | 550 | CONSUMABLES | - | - | - | - | ORTHOPAEDICS | - | Medical Equipment and Accessories and Supplies | Orthopedic surgical implants | Spinal implants | Spinal screw | - | Y | Y | Y | Y | - | - | - | - | - | Y | 2500 | - | - | Active | - | - | N | N | - | - | - | - | - | - | - | - | - | - | - | C1713 | C1713 | 45147.5762384259 | [54 empty] | QC Completed
ESI | 006 |  | ABC |  |  |  | ABC | ABC | Data Enrichment | ABC | 11th | [10 empty] | NMC | 804047 | 24321 | 2521200045 | 24321_2521200045 | Med-Surg Consumable | COVER BARRIER 10-91003 FOR TROOP ELEVATION PILLOW DISPOSABLE 30's | - | Mercury Medical | 10-91003 | HESSA MEDICAL EQUIPMENT | - | - | BOX | - | 1200 | CONSUMABLES | - | - | - | - | ORTHOPAEDICS | - | Medical Equipment and Accessories and Supplies | Orthopedic surgical implants | Spinal implants | Spinal screw | - | Y | Y | Y | Y | - | - | - | - | - | Y | 850 | - | - | Active | - | - | N | N | - | - | - | - | - | - | - | - | - | - | - | C1713 | C1713 | 45147.5852662037 | [54 empty] | QC Completed
ESI | 006 |  | ABC |  |  |  | ABC | ABC | Data Enrichment | ABC | 11th | [10 empty] | NMC | 804100 | 24465 | 2422940519 | 24465_2422940519 | Med-Surg Consumable | PAL ASPIRATION TUBING SET 1200 | - | MICROAIRE | MICROAIRE | ALTIUS MED MEDICAL EQUIPMENT TRADING L.L.C | - | - | Each | - | 110 | CONSUMABLES | - | - | - | - | OPHTHALMOLOGY | - | Medical Equipment and Accessories and Supplies | Surgical products | Surgical implants and expanders and extenders and surgical wires and related products | Intraocular lens IOL | - | Y | Y | Y | Y | - | - | - | - | - | Y | 2700 | - | - | Active | - | - | Y | Y | - | - | - | - | - | - | - | - | - | - | - | C1780 | C1780 | 45166.7139583333 | [54 empty] | QC Completed
ESI | 006 |  | ABC |  |  |  | ABC | ABC | Data Enrichment | ABC | 11th | [10 empty] | NMC | 804133 | 24586 | 2423101053 | 24586_2423101053 | Med-Surg Consumable | KIT SUTURING MICROTEC | - | MICROTEC | Microtec | ALL CARE MEDICAL SUPPLIES L.L.C | - | - | Each | - | 35 | CONSUMABLES | - | - | - | - | CATHLAB | - | Medical Equipment and Accessories and Supplies | Medical diagnostic imaging and nuclear medicine products | Vascular imaging and interventional cardiology and cardiac catheterization lab products | Diagnostic or interventional vascular catheters or sets | - | Y | Y | Y | Y | - | - | - | - | - | Y | 20000 | - | - | Active | - | - | N | N | - | - | - | - | - | - | - | - | - | - | - | C1759 | C1759 | 45175.5158564815 | [54 empty] | QC Completed
ESI | 006 |  | ABC |  |  |  | ABC | ABC | Data Enrichment | ABC | 11th | [10 empty] | NMC | 804136 | 24595 | 2422906521 | 24595_2422906521 | Med-Surg Consumable | NEEDLE INJECTION ENDOSCOPIC IN12-195231802 OD19 GA X L1800 MM SD2.3 MM DISPOSABLE | - | MICROTECH | IN12-195231802 | PREMIUM MEDICAL SUPPLIES LLC | - | - | PCS | - | 55 | CONSUMABLES | - | - | - | - | STATIONERY | - | NMC-Default | Na | NA | NA | - | Y | Y | Y | Y | - | - | - | - | - | Y | 0.5 | - | - | Active | - | - | N | N | - | - | - | - | - | - | - | - | - | - | - | - | - | 45175.6497453704 | [54 empty] | QC Completed
ESI | 006 |  | ABC |  |  |  | ABC | ABC | Data Enrichment | ABC | 11th | [10 empty] | NMC | 804137 | 24596 | 2422906523 | 24596_2422906523 | Med-Surg Consumable | NEEDLE INJECTION ENDOSCOPIC IN12-255231802 OD25 GA X L1800 MM SD2.3 MM DISPOSABLE | - | MICROTECH | IN12-255231802 | PREMIUM MEDICAL SUPPLIES LLC | - | - | PCS | - | 55 | CONSUMABLES | - | - | - | - | STATIONERY | - | NMC-Default | Na | NA | NA | - | Y | Y | Y | Y | - | - | - | - | - | Y | 0.63 | - | - | Active | - | - | N | N | - | - | - | - | - | - | - | - | - | - | - | - | - | 45175.6510069444 | [54 empty] | QC Completed
ESI | 006 |  | ABC |  |  |  | ABC | ABC | Data Enrichment | ABC | 11th | [10 empty] | NMC | 804138 | 24597 | 2422906606 | 24597_2422906606 | Med-Surg Consumable | NEEDLE INJECTION ENDOSCOPIC IN12-255232302 OD25 GA X OD2.3 MM X L2300 MM STERILE DISPOSABLE | - | MICROTECH | IN12-255232302 | PREMIUM MEDICAL SUPPLIES LLC | - | - | Each | - | 55 | CONSUMABLES | - | - | - | - | STATIONERY | - | NMC-Default | Na | NA | NA | - | Y | Y | Y | Y | - | - | - | - | - | Y | 0.63 | - | - | Active | - | - | N | N | - | - | - | - | - | - | - | - | - | - | - | - | - | 45175.6521527778 | [54 empty] | QC Completed
ESI | 006 |  | ABC |  |  |  | ABC | ABC | Data Enrichment | ABC | 11th | [10 empty] | NMC | 804139 | 24598 | 2423100623 | 24598_2423100623 | Med-Surg Consumable | PAD EYE STERILE 50's | - | MICROTECH | MICROTECH | SALTOM MEDICAL EQUIP. TRADING | - | - | BOX | - | 12 | CONSUMABLES | - | - | - | - | STATIONERY | - | NMC-Default | Na | NA | NA | - | Y | Y | Y | Y | - | - | - | - | - | Y | 0.63 | - | - | Active | - | - | N | N | - | - | - | - | - | - | - | - | - | - | - | - | - | 45175.6535185185 | [54 empty] | QC Completed
ESI | 006 |  | ABC |  |  |  | ABC | ABC | Data Enrichment | ABC | 11th | [10 empty] | NMC | 804149 | 24643 | 2422200525 | 24643_2422200525 | Med-Surg Consumable | LINE EXTENSION 3 WAY STOPCOCK STERILE MICROTECH | - | MICROTECH | MICROTECH | ALL CARE MEDICAL SUPPLIES L.L.C | - | - | Each | - | 1.7 | CONSUMABLES | - | - | - | - | INSTRUMENT | - | NMC-Default | Na | NA | NA | - | Y | Y | Y | Y | - | - | - | - | - | Y | 61 | - | - | Active | - | - | N | N | - | - | - | - | - | - | - | - | - | - | - | - | - | 45180.3555092593 | [54 empty] | QC Completed
ESI | 006 |  | ABC |  |  |  | ABC | ABC | Data Enrichment | ABC | 11th | [10 empty] | NMC | 804301 | 25323 | 2422923703 | 25323_2422923703 | Med-Surg Consumable | SENSORS O3 REGIONAL OXIMETRY ADULT REF # 3756 (2HJKL;0'S) | - | N/A | 3756 | EMIRATES TECHNOLOGY COMPANY | - | - | Each | - | 223 | CONSUMABLES | - | - | - | - | - | - | - | - | - | - | - | - | - | - | - | - | - | - | - | - | - | - | - | - | - | - | - | - | - | - | - | - | - | - | - | - | - | - | - | - | - | - | - | [54 empty] | QC Completed
ESI | 006 |  | ABC |  |  |  | ABC | ABC | Data Enrichment | ABC | 11th | [10 empty] | NMC | 804308 | 25334 | 2411000461 | 25334_2411000461 | Med-Surg Consumable | COVER 4200013 POLYETHYLENE L30 MM X 93 MM X W3 MM COVER | - | N/A | 4200013 | AL MAZROUI MEDICAL & CHEMICAL SUPPLIES | - | - | Each | - | 35 | CONSUMABLES | - | - | - | - | - | - | - | - | - | - | - | - | - | - | - | - | - | - | - | - | - | - | - | - | - | - | - | - | - | - | - | - | - | - | - | - | - | - | - | - | - | - | - | [54 empty] | QC Completed
ESI | 006 |  | ABC |  |  |  | ABC | ABC | Data Enrichment | ABC | 11th | [10 empty] | NMC | 804312 | 25352 | 2421502144 | 25352_2421502144 | Med-Surg Consumable | PASTE IODOFORM WITH PREMIXED CALCIUM HYDROXIDE VITAPEX 2GM PASTE PER SYRINGE AND 20 DISPOSABLE TIPS | - | N/A | - | MODERN MEDICAL EQUIPMENT TRADING | - | - | BOX | - | 180 | CONSUMABLES | - | - | - | - | - | - | - | - | - | - | - | - | - | - | - | - | - | - | - | - | - | - | - | - | - | - | - | - | - | - | - | - | - | - | - | - | - | - | - | - | - | - | - | [54 empty] | QC Completed
ESI | 006 |  | ABC |  |  |  | ABC | ABC | Data Enrichment | ABC | 11th | [10 empty] | NMC | 804353 | 25440 | 2421540096 | 25440_2421540096 | Med-Surg Consumable | COTTON ROLL DISPENSER | - | N/A | - | AL ARABIA MEDICAL SURGICAL EQUIPMENT TRADING LLC. | - | - | Each | - | 50 | CONSUMABLES | - | - | - | - | - | - | - | - | - | - | - | - | - | - | - | - | - | - | - | - | - | - | - | - | - | - | - | - | - | - | - | - | - | - | - | - | - | - | - | - | - | - | - | [54 empty] | QC Completed
ESI | 006 |  | ABC |  |  |  | ABC | ABC | Data Enrichment | ABC | 11th | [10 empty] | NMC | 804359 | 25450 | 2422940103 | 25450_2422940103 | Med-Surg Consumable | OASIA FORMFIT HYDROGEL PUCTUM PLUG # 6303 | - | N/A | - | AL AMIN MEDICAL INSTRUMENTS LLC | - | - | BOX | - | 1710 | CONSUMABLES | - | - | - | - | - | - | - | - | - | - | - | - | - | - | - | - | - | - | - | - | - | - | - | - | - | - | - | - | - | - | - | - | - | - | - | - | - | - | - | - | - | - | - | [54 empty] | QC Completed
ESI | 006 |  | ABC |  |  |  | ABC | ABC | Data Enrichment | ABC | 11th | [10 empty] | NMC | 804364 | 25455 | 2422940144 | 25455_2422940144 | Med-Surg Consumable | VERA PLUG FLOW STERILE PRELOADED , PERFORATED LARGE (0.4MM-0.6MM) # VFL-1003 PACK/2 | - | N/A | - | AMARAK MEDICALS | - | - | Each | - | 285 | CONSUMABLES | - | - | - | - | - | - | - | - | - | - | - | - | - | - | - | - | - | - | - | - | - | - | - | - | - | - | - | - | - | - | - | - | - | - | - | - | - | - | - | - | - | - | - | [54 empty] | QC Completed
ESI | 006 |  | ABC |  |  |  | ABC | ABC | Data Enrichment | ABC | 11th | [10 empty] | NMC | 804380 | 25481 | 2512440205 | 25481_2512440205 | Med-Surg Consumable | SALISES ASTRINGENT MASK 2.5FLOZ#40000173(DH5360) | - | N/A | - | DEEMAH PERFUMES & COSMETICS TRADING L.L.C | - | - | Each | - | 204 | CONSUMABLES | - | - | - | - | - | - | - | - | - | - | - | - | - | - | - | - | - | - | - | - | - | - | - | - | - | - | - | - | - | - | - | - | - | - | - | - | - | - | - | - | - | - | - | [54 empty] | QC Completed
ESI | 006 |  | ABC |  |  |  | ABC | ABC | Data Enrichment | ABC | 11th | [10 empty] | NMC | 804383 | 25484 | 2512440230 | 25484_2512440230 | Med-Surg Consumable | REPARESTIM WHITENING TD KIT (6 VIALS/PKT) | - | N/A | - | DERMAZONE TRADING LLC | - | - | BOX | - | 1000 | CONSUMABLES | - | - | - | - | - | - | - | - | - | - | - | - | - | - | - | - | - | - | - | - | - | - | - | - | - | - | - | - | - | - | - | - | - | - | - | - | - | - | - | - | - | - | - | [54 empty] | QC Completed
ESI | 006 |  | ABC |  |  |  | ABC | ABC | Data Enrichment | ABC | 11th | [10 empty] | NMC | 804395 | 25497 | 2512440419 | 25497_2512440419 | Med-Surg Consumable | TSK CANNULA NEEDLE 27G*1-1/2 #27038ISG | - | N/A | - | - | - | - | BOX | - | 465 | CONSUMABLES | - | - | - | - | - | - | - | - | - | - | - | - | - | - | - | - | - | - | - | - | - | - | - | - | - | - | - | - | - | - | - | - | - | - | - | - | - | - | - | - | - | - | - | [54 empty] | QC Completed
ESI | 006 |  | ABC |  |  |  | ABC | ABC | Data Enrichment | ABC | 11th | [10 empty] | NMC | 804399 | 25502 | 2512440006 | 25502_2512440006 | Med-Surg Consumable | HYLA ACTIVE3D SCULPTURED MASK | - | N/A | - | AK INTERNATIONAL LLC | - | - | Each | - | 300 | CONSUMABLES | - | - | - | - | - | - | - | - | - | - | - | - | - | - | - | - | - | - | - | - | - | - | - | - | - | - | - | - | - | - | - | - | - | - | - | - | - | - | - | - | - | - | - | [54 empty] | QC Completed
ESI | 006 |  | ABC |  |  |  | ABC | ABC | Data Enrichment | ABC | 11th | [10 empty] | NMC | 804413 | 25522 | 2422924886 | 25522_2422924886 | Med-Surg Consumable | C-ARM COVER WITH CLIPS BOX/20 | - | N/A | - | AL MUNA MEDICAL AND SURGICAL REQUISITES MANUFACTURING LLC | - | - | BOX | - | 940 | CONSUMABLES | - | - | - | - | - | - | - | - | - | - | - | - | - | - | - | - | - | - | - | - | - | - | - | - | - | - | - | - | - | - | - | - | - | - | - | - | - | - | - | - | - | - | - | [54 empty] | QC Completed
ESI | 006 |  | ABC |  |  |  | ABC | ABC | Data Enrichment | ABC | 11th | [10 empty] | NMC | 804423 | 25549 | 2422923551 | 25549_2422923551 | Med-Surg Consumable | FACE MASK ANESTHESIA (LATEX FREE) SIZE: 5 MFG:HISNER/TAIWAN | - | N/A | - | GLOBEMED CARE L.L.C | - | - | BOX | - | 99.6 | CONSUMABLES | - | - | - | - | - | - | - | - | - | - | - | - | - | - | - | - | - | - | - | - | - | - | - | - | - | - | - | - | - | - | - | - | - | - | - | - | - | - | - | - | - | - | - | [54 empty] | QC Completed
ESI | 006 |  | ABC |  |  |  | ABC | ABC | Data Enrichment | ABC | 11th | [10 empty] | NMC | 804431 | 25562 | 2422922950 | 25562_2422922950 | Med-Surg Consumable | MF-1643 LIGHT PROTECTED MEDICINE LINE WITH 1.2UM FILTER MFR:IMF-GERMANY | - | N/A | - | HESSA MEDICAL EQUIPMENT | - | - | Each | - | 34.3 | CONSUMABLES | - | - | - | - | - | - | - | - | - | - | - | - | - | - | - | - | - | - | - | - | - | - | - | - | - | - | - | - | - | - | - | - | - | - | - | - | - | - | - | - | - | - | - | [54 empty] | QC Completed
ESI | 006 |  | ABC |  |  |  | ABC | ABC | Data Enrichment | ABC | 11th | [10 empty] | NMC | 804432 | 25563 | 2422922774 | 25563_2422922774 | Med-Surg Consumable | REF# NTK-300 300 SINGLE PATIENT MOUTHPIECES KIT MFG:BEDFONT- UK | - | N/A | - | MAXVALUE TRADING L.L.C | - | - | BOX | - | 2000 | CONSUMABLES | - | - | - | - | - | - | - | - | - | - | - | - | - | - | - | - | - | - | - | - | - | - | - | - | - | - | - | - | - | - | - | - | - | - | - | - | - | - | - | - | - | - | - | [54 empty] | QC Completed
ESI | 006 |  | ABC |  |  |  | ABC | ABC | Data Enrichment | ABC | 11th | [10 empty] | NMC | 804434 | 25565 | 2422922768 | 25565_2422922768 | Med-Surg Consumable | TRACHEAOSTOMYMASK ADULT 30/BOX REF# 120050 | - | N/A | - | GLOBAL SCIENTIFIC COMPANY LLC | - | - | BOX | - | 343.5 | CONSUMABLES | - | - | - | - | - | - | - | - | - | - | - | - | - | - | - | - | - | - | - | - | - | - | - | - | - | - | - | - | - | - | - | - | - | - | - | - | - | - | - | - | - | - | - | [54 empty] | QC Completed
ESI | 006 |  | ABC |  |  |  | ABC | ABC | Data Enrichment | ABC | 11th | [10 empty] | NMC | 804435 | 25566 | 2422920942 | 25566_2422920942 | Med-Surg Consumable | WESTBROOK BASIC BONE BIOPSY KIT 11G 10 CM | - | N/A | - | MULTICARE MEDICAL EQUIPMENT TRDG. LLC | - | - | Each | - | 895 | CONSUMABLES | - | - | - | - | - | - | - | - | - | - | - | - | - | - | - | - | - | - | - | - | - | - | - | - | - | - | - | - | - | - | - | - | - | - | - | - | - | - | - | - | - | - | - | [54 empty] | QC Completed
ESI | 006 |  | ABC |  |  |  | ABC | ABC | Data Enrichment | ABC | 11th | [10 empty] | NMC | 804439 | 25570 | 2422922561 | 25570_2422922561 | Med-Surg Consumable | DMSA KIT (5 VIALS /KIT) RENOCIS | - | N/A | - | MODAWINA MEDICAL EQUIPMENT TRADING CO. | - | - | Each | - | 1100 | CONSUMABLES | - | - | - | - | - | - | - | - | - | - | - | - | - | - | - | - | - | - | - | - | - | - | - | - | - | - | - | - | - | - | - | - | - | - | - | - | - | - | - | - | - | - | - | [54 empty] | QC Completed
ESI | 006 |  | ABC |  |  |  | ABC | ABC | Data Enrichment | ABC | 11th | [10 empty] | NMC | 804440 | 25571 | 2422922556 | 25571_2422922556 | Med-Surg Consumable | MAA KIT (PULMOCIS) | - | N/A | - | MODAWINA MEDICAL EQUIPMENT TRADING CO. | - | - | Each | - | 500 | CONSUMABLES | - | - | - | - | - | - | - | - | - | - | - | - | - | - | - | - | - | - | - | - | - | - | - | - | - | - | - | - | - | - | - | - | - | - | - | - | - | - | - | - | - | - | - | [54 empty] | QC Completed
ESI | 006 |  | ABC |  |  |  | ABC | ABC | Data Enrichment | ABC | 11th | [10 empty] | NMC | 804441 | 25572 | 2422922517 | 25572_2422922517 | Med-Surg Consumable | NEEDLE SIZE 23GX1 1/2" REF# NN*2338R BOX/100 TERUMO | - | N/A | - | MODERN MEDICAL EQUIPMENT TRADING | - | - | Each | - | 0.12 | CONSUMABLES | - | - | - | - | - | - | - | - | - | - | - | - | - | - | - | - | - | - | - | - | - | - | - | - | - | - | - | - | - | - | - | - | - | - | - | - | - | - | - | - | - | - | - | [54 empty] | QC Completed
ESI | 006 |  | ABC |  |  |  | ABC | ABC | Data Enrichment | ABC | 11th | [10 empty] | NMC | 804443 | 25576 | 2422922873 | 25576_2422922873 | Med-Surg Consumable | NEEDLES ACCUPUNCTURE AN030X50 SILVER HANDLE SIZE: 0.30X50MM TUBE DIALYSIS PAPER (100/BOX) MFR: SHENLONG MEDICAL-PRC | - | N/A | - | JKR INTERNATIONAL LLC | - | - | BOX | - | 50 | CONSUMABLES | - | - | - | - | - | - | - | - | - | - | - | - | - | - | - | - | - | - | - | - | - | - | - | - | - | - | - | - | - | - | - | - | - | - | - | - | - | - | - | - | - | - | - | [54 empty] | QC Completed
ESI | 006 |  | ABC |  |  |  | ABC | ABC | Data Enrichment | ABC | 11th | [10 empty] | NMC | 804457 | 25594 | 2422921994 | 25594_2422921994 | Med-Surg Consumable | LARYSEAL BLUE MASK SILICON SIZE 1.5 STERILE SINGLE USE(10PCS/BOX) # 038-94-215 (25110015) MFR: FLEXICARE | - | N/A | - | PHARMATRADE | - | - | Each | - | 40.95 | CONSUMABLES | - | - | - | - | - | - | - | - | - | - | - | - | - | - | - | - | - | - | - | - | - | - | - | - | - | - | - | - | - | - | - | - | - | - | - | - | - | - | - | - | - | - | - | [54 empty] | QC Completed
ESI | 006 |  | ABC |  |  |  | ABC | ABC | Data Enrichment | ABC | 11th | [10 empty] | NMC | 804458 | 25595 | 2422921995 | 25595_2422921995 | Med-Surg Consumable | LARYSEAL BLUE MASK SILICON SIZE 2.5 STERILE SINGLE USE (10PCS/BOX) # 038-94-225 MFR: FLEXICARE | - | N/A | - | PHARMATRADE | - | - | Each | - | 45.5 | CONSUMABLES | - | - | - | - | - | - | - | - | - | - | - | - | - | - | - | - | - | - | - | - | - | - | - | - | - | - | - | - | - | - | - | - | - | - | - | - | - | - | - | - | - | - | - | [54 empty] | QC Completed
ESI | 006 |  | ABC |  |  |  | ABC | ABC | Data Enrichment | ABC | 11th | [10 empty] | NMC | 804462 | 25606 | 2422921087 | 25606_2422921087 | Med-Surg Consumable | NASAL PACK 10CM NETCELL # 10-115 BOX/20PCS MFR: NETWORK MEDICAL PRODUCTS- UK | - | N/A | - | WIDEX EMIRATES HEARING CARE | - | - | BOX | - | 630 | CONSUMABLES | - | - | - | - | - | - | - | - | - | - | - | - | - | - | - | - | - | - | - | - | - | - | - | - | - | - | - | - | - | - | - | - | - | - | - | - | - | - | - | - | - | - | - | [54 empty] | QC Completed
ESI | 006 |  | ABC |  |  |  | ABC | ABC | Data Enrichment | ABC | 11th | [10 empty] | NMC | 804464 | 25608 | 2422921059 | 25608_2422921059 | Med-Surg Consumable | NEEDLE SHORT CK JET 27*7/8 0.40*22MM | - | N/A | - | WORLD DENTO-MED EQUIPMENT (L.L.C.) | - | - | BOX | - | 25 | CONSUMABLES | - | - | - | - | - | - | - | - | - | - | - | - | - | - | - | - | - | - | - | - | - | - | - | - | - | - | - | - | - | - | - | - | - | - | - | - | - | - | - | - | - | - | - | [54 empty] | QC Completed
ESI | 006 |  | ABC |  |  |  | ABC | ABC | Data Enrichment | ABC | 11th | [10 empty] | NMC | 804465 | 25609 | 2422920932 | 25609_2422920932 | Med-Surg Consumable | UMBILICAL PLACEMENT KIT #080199695 ***MFG: VYGON / FRANCE. | - | N/A | - | AL JAWAHIR MEDICAL SUPPLIES LLC | - | - | Each | - | 189 | CONSUMABLES | - | - | - | - | - | - | - | - | - | - | - | - | - | - | - | - | - | - | - | - | - | - | - | - | - | - | - | - | - | - | - | - | - | - | - | - | - | - | - | - | - | - | - | [54 empty] | QC Completed
ESI | 006 |  | ABC |  |  |  | ABC | ABC | Data Enrichment | ABC | 11th | [10 empty] | NMC | 804475 | 25619 | 2422940919 | 25619_2422940919 | Med-Surg Consumable | CURACEN 2ML VIAL KIT 20'S MFR: JAPAN BIO PRODUCTS -TOKYO JAPAN | - | N/A | - | Novanos Para Pharmaceutical Products Trading L.L.C | - | - | BOX | - | 3500 | CONSUMABLES | - | - | - | - | - | - | - | - | - | - | - | - | - | - | - | - | - | - | - | - | - | - | - | - | - | - | - | - | - | - | - | - | - | - | - | - | - | - | - | - | - | - | - | [54 empty] | QC Completed
ESI | 006 |  | ABC |  |  |  | ABC | ABC | Data Enrichment | ABC | 11th | [10 empty] | NMC | 804476 | 25620 | 2422940920 | 25620_2422940920 | Med-Surg Consumable | NEEDLE DERMAPEN SIZE: 12 MFR: JAPAN BIO PRODUCTS- JAPAN | - | N/A | - | Novanos Para Pharmaceutical Products Trading L.L.C | - | - | Each | - | 23.75 | CONSUMABLES | - | - | - | - | - | - | - | - | - | - | - | - | - | - | - | - | - | - | - | - | - | - | - | - | - | - | - | - | - | - | - | - | - | - | - | - | - | - | - | - | - | - | - | [54 empty] | QC Completed
ESI | 006 |  | SZG |  |  |  | SZG | ABC | Data Enrichment | ABC | 11th | [10 empty] | NMC | 800907 | 4659 | 2411104803 | 4659_2411104803 | Med-Surg Consumable | TEST RAPID 10027930 PANBIO COVID-19 AG NASAL SWAB 25's | - | ABBOTT LABORATORIES | 10027930 | GLOBAL MEDICAL SUPPLY CHAIN L.LC | - | - | BOX | - | 400 | CONSUMABLES | - | - | - | - | DENTAL | - | Medical Equipment and Accessories and Supplies | Dental equipment and supplies | Orthodontic and prosthodontic equipment and supplies | Orthodontic brackets | - | Y | Y | Y | Y | - | - | - | - | - | Y | 65 | - | - | Active | - | - | N | N | - | - | - | - | - | - | - | - | - | - | - | K0044 | K0044 | 42201.4638541667 | GLOBAL MEDICAL SUPPLY CHAIN LLC | GLOBAL MEDICAL SUPPLY CHAIN LLC | DNF | DNF | DNF | 10027930 | EA | 1 | PK | 25 | [10 empty] | 41116144 Virology test kits or supplies | [5 empty] | KIT | VIROLOGY TEST | PANBIO | COVID-19 AG | [8 empty] | NASAL SWAB | [5 empty] | URL NOT FOUND | UNSOURCED | UPDATED FROM input | [7 empty] | QC Completed | Production completed
ESI | 006 |  | SZG |  |  |  | SZG | ABC | Data Enrichment | ABC | 11th | [10 empty] | NMC | 800925 | 4852 | 2411103545 | 4852_2411103545 | Med-Surg Consumable | TEST RAPID IST-502-CBC01 STREP A ANTIGEN 20T | - | ABON | IST-502-CBC01 | AL SHAMMAS MEDICAL EQUIPMENTS | - | - | BOX | - | 250 | CONSUMABLES | - | - | - | - | CATHLAB | - | Medical Equipment and Accessories and Supplies | Medical diagnostic imaging and nuclear medicine products | Vascular imaging and interventional cardiology and cardiac catheterization lab products | Diagnostic or interventional vascular catheter introducers or sets | - | Y | Y | Y | Y | - | - | - | - | - | Y | 219.5 | - | - | Active | - | - | Y | Y | - | - | - | - | - | - | - | - | - | - | - | C1887 | A4649 | 42268.468912037 | AL SHAMMAS MEDICAL EQUIPMENTS | AL SHAMMAS MEDICAL EQUIPMENTS | DNF | DNF | DNF | IST-502-CBC01 | [14 empty] | 41116126 Immunology or serology test kits or supplies | [5 empty] | KIT | IMMUNOLOGY TEST |  | STREP A ANTIGEN | [8 empty] | RAPID TEST, 20 TEST | [5 empty] | URL NOT FOUND | UNSOURCED | [8 empty] | QC Completed | Production completed
ESI | 006 |  | SZG |  |  |  | SZG | ABC | Data Enrichment | ABC | 11th | [10 empty] | NMC | 801023 | 6334 | 2411104947 | 6334_2411104947 | Med-Surg Consumable | TEST RAPID STREP B FASTEP ASSURE TECH 20T | - | ASSURE TECH | - | HIGH STAR MEDICAL EQPMT TRADING | - | - | BOX | - | 250 | CONSUMABLES | - | - | - | - | STATIONERY | - | NMC-Default | Na | NA | NA | - | Y | Y | Y | Y | - | - | - | - | - | Y | 0.28 | - | - | Active | - | - | N | N | - | - | - | - | - | - | - | - | - | - | - | - | - | 42646.5415162037 | HIGH STAR MEDICAL EQPMT TRADING | HIGH STAR MEDICAL EQPMT TRADING | DNF | DNF | DNF | DNF | [14 empty] | 41116129 Microbiology or bacteriology test kits or supplies | [5 empty] | KIT | MICROBIOLOGY TEST | ASSURE TECH FASTEP | STREP B | [8 empty] | RAPID TEST, 20 TEST | [5 empty] | URL NOT FOUND | UNSOURCED | [8 empty] | QC Completed | Production completed
ESI | 006 |  | SZG |  |  |  | SZG | ABC | Data Enrichment | ABC | 11th | [10 empty] | NMC | 801037 | 6405 | 2411102416 | 6405_2411102416 | Med-Surg Consumable | TEST RAPID DBC30 COTININE URINE DEVICE 30T | - | ATLAS MEDICAL | DBC30 | GLOBAL MEDICAL SURG. EQPT.TRDG | - | - | BOX | - | 350 | CONSUMABLES | - | - | - | - | GENERAL MEDICAL CONSUMABLES | - | Medical Equipment and Accessories and Supplies | Wound care products | Bandages and dressings and related products | Compression bandages or kits | - | Y | Y | Y | Y | - | - | - | - | - | Y | 14 | - | - | Active | - | - | N | N | - | - | - | - | - | - | - | - | - | - | - | A4649 | A4215 | 42659.6761111111 | GLOBAL MEDICAL SURGICAL EQUIPMENT TRADING | GLOBAL MEDICAL SURGICAL EQUIPMENT TRADING | DNF | DNF | DNF | DBC30 | [14 empty] | 41116136 Urinalysis test kits or supplies | [5 empty] | KIT | URINALYSIS TEST |  | COTININE | [8 empty] | RAPID TEST, 30 TEST |  |  |  |  | DEVICE | URL NOT FOUND | UNSOURCED | [8 empty] | QC Completed | Production completed
ESI | 006 |  | SZG |  |  |  | SZG | ABC | Data Enrichment | ABC | 11th | [10 empty] | NMC | 801174 | 9195 | 2411104855 | 9195_2411104855 | Med-Surg Consumable | TEST RAPID 1090004 AMNIOQUICK DUO PLUS PREMATURE FETAL MEMBRANE RUPTURE IGFBP-1 INSULIN LIKE GROWTH FACTOR BINDING PROTEIN 10's | - | BIOSYNEX | 1090004 | LUNATUS DRUG STORE LLC | - | - | BOX | - | 750 | CONSUMABLES | - | - | - | - | DENTAL | - | Medical Equipment and Accessories and Supplies | Dental equipment and supplies | Dental and subspecialty instruments and devices | Dental matrices or sets | - | Y | Y | Y | Y | - | - | - | - | - | Y | 220 | - | - | Active | - | - | N | N | - | - | - | - | - | - | - | - | - | - | - | A4649 | A4649 | 43348.7009722222 | LUNATUS DRUG STORE LLC | LUNATUS DRUG STORE LLC | DNF | DNF | DNF | 1090004 | EA | 1 | PK | 10 | [10 empty] | 41116126 Immunology or serology test kits or supplies | [5 empty] | KIT | IMMUNOLOGY TEST | AMNIOQUICK DUO PLUS | PREMATURE FETAL MEMBRANE RUPTURE IGFBP-1 INSULIN LIKE GROWTH FACTOR BINDING PROTEIN | [14 empty] | URL NOT FOUND | UNSOURCED | UPDATED FROM input | [7 empty] | QC Completed | Production completed
ESI | 006 |  | SZG |  |  |  | SZG | ABC | Data Enrichment | ABC | 11th | [10 empty] | NMC | 801175 | 9196 | 2411104854 | 9196_2411104854 | Med-Surg Consumable | TEST RAPID 1090009 PREMAQUICK VITRO DETECTION OF IGFBP-1 INSULIN LIKE GROWTH FACTOR BINDING PROTEIN 10's | - | BIOSYNEX | 1090009 | LUNATUS DRUG STORE LLC | - | - | BOX | - | 750 | CONSUMABLES | - | - | - | - | DENTAL | - | Medical Equipment and Accessories and Supplies | Dental equipment and supplies | Dental materials | Dental materials | - | Y | Y | Y | Y | - | - | - | - | - | Y | 150 | - | - | Active | - | - | N | N | - | - | - | - | - | - | - | - | - | - | - | A4649 | A4649 | 43349.4204861111 | LUNATUS DRUG STORE LLC | LUNATUS DRUG STORE LLC | DNF | DNF | DNF | 1090009 | EA | 1 | PK | 10 | [10 empty] | 41116126 Immunology or serology test kits or supplies | [5 empty] | KIT | IMMUNOLOGY TEST | PREMAQUICK | IGFBP-1 INSULIN LIKE GROWTH FACTOR BINDING PROTEIN | [8 empty] | VITRO DETECTION | [5 empty] | URL NOT FOUND | UNSOURCED | UPDATED FROM input | [7 empty] | QC Completed | Production completed
ESI | 006 |  | SZG |  |  |  | SZG | ABC | Data Enrichment | ABC | 11th | [10 empty] | NMC | 801177 | 9214 | 2411104935 | 9214_2411104935 | Med-Surg Consumable | TEST RAPID RTB25RCN ROTAVIRUS BIOTICAL WITH STOOL VIALS + PC+ NC 25T | - | BIOTICAL | RTB25RCN | BIOIMMUN MEDICAL LAB.DIAG.LLC | - | - | BOX | - | 176 | CONSUMABLES | - | - | - | - | DENTAL | - | Medical Equipment and Accessories and Supplies | Dental equipment and supplies | Dental laboratory and sterilization equipment and supplies | Dental laboratory models | - | Y | Y | Y | Y | - | - | - | - | - | Y | 52 | - | - | Active | - | - | N | N | - | - | - | - | - | - | - | - | - | - | - | A4649 | A4649 | 43353.593912037 | BIOIMMUN MEDICAL LABORATORY DIAGNOSTICS LLC | BIOIMMUN MEDICAL LABORATORY DIAGNOSTICS LLC | DNF | DNF | DNF | RTB25RCN | [14 empty] | 41116144 Virology test kits or supplies | [5 empty] | KIT | VIROLOGY TEST |  | ROTAVIRUS BIOTICAL | [8 empty] | RAPID TEST, WITH STOOL, 25 TEST |  |  |  |  | BIOTICAL, VIALS + PC+ NC | URL NOT FOUND | UNSOURCED | [8 empty] | QC Completed | Production completed
ESI | 006 |  | SZG |  |  |  | SZG | ABC | Data Enrichment | ABC | 11th | [10 empty] | NMC | 801178 | 9215 | 2411104936 | 9215_2411104936 | Med-Surg Consumable | TEST RAPID RTB25CDCN CLOSTRIDIUM DIFFICILE TOXIN A+B BIOTICAL WITH STOOL VIALS + PC+ NC 25T | - | BIOTICAL | RTB25CDCN | BIOIMMUN MEDICAL LAB.DIAG.LLC | - | - | BOX | - | 585 | CONSUMABLES | - | - | - | - | GENERAL MEDICAL CONSUMABLES | - | Medical Equipment and Accessories and Supplies | Patient care and treatment products and supplies | Applicator swabs and cotton balls | Applicator swabs and cotton balls | - | Y | Y | Y | Y | - | - | - | - | - | Y | 15.8 | - | - | Active | - | - | N | N | - | - | - | - | - | - | - | - | - | - | - | A5120 | A5120 | 43353.6207638889 | BIOIMMUN MEDICAL LABORATORY DIAGNOSTICS LLC | BIOIMMUN MEDICAL LABORATORY DIAGNOSTICS LLC | DNF | DNF | DNF | RTB25CDCN | [14 empty] | 41116129 Microbiology or bacteriology test kits or supplies | [5 empty] | KIT | MICROBIOLOGY TEST |  | C DIFFICILE TOXIN A+B | [8 empty] | WITH STOOL VIAL, 25 TEST |  |  |  |  | BIOTICAL, VIALS + PC+ NC | URL NOT FOUND | UNSOURCED | [8 empty] | QC Completed | Production completed
ESI | 006 |  | SZG |  |  |  | SZG | ABC | Data Enrichment | ABC | 11th | [10 empty] | NMC | 801179 | 9216 | 2411104917 | 9216_2411104917 | Med-Surg Consumable | TEST RAPID RTB25CP CALPROTECTIN CARD WITH STOOL VIALS 25T | - | BIOTICAL | RTB25CP | BIOIMMUN MEDICAL LAB.DIAG.LLC | - | - | BOX | - | 667 | CONSUMABLES | - | - | - | - | GENERAL MEDICAL CONSUMABLES | - | Medical Equipment and Accessories and Supplies | Patient exam and monitoring products | Electrocardiography EKG units and related products | Electrocardiography EKG electrode patch | - | Y | Y | Y | Y | - | - | - | - | - | Y | 1.15 | - | - | Active | - | - | N | N | - | - | - | - | - | - | - | - | - | - | - | A4556 | A4595 | 43353.7369907407 | BIOIMMUN MEDICAL LABORATORY DIAGNOSTICS LLC | BIOIMMUN MEDICAL LABORATORY DIAGNOSTICS LLC | DNF | DNF | DNF | RTB25CP | [14 empty] | 41116104 Chemistry test kits or supplies | [5 empty] | KIT | CHEMISTRY TEST |  | CALPROTECTIN | [8 empty] | CARD WITH STOOL VIALS 25 TEST | [5 empty] | URL NOT FOUND | UNSOURCED | [8 empty] | QC Completed | Production completed
ESI | 006 |  | SZG |  |  |  | SZG | ABC | Data Enrichment | ABC | 11th | [10 empty] | NMC | 801180 | 9217 | 2411104930 | 9217_2411104930 | Med-Surg Consumable | TEST RAPID RTB25EC E COIL CARD WITH STOOL VIALS 25T | - | BIOTICAL | RTB25EC | BIOIMMUN MEDICAL LAB.DIAG.LLC | - | - | BOX | - | 450 | CONSUMABLES | - | - | - | - | STATIONERY | - | NMC-Default | Na | NA | NA | - | Y | Y | Y | Y | - | - | - | - | - | Y | 6.25 | - | - | Active | - | - | N | N | - | - | - | - | - | - | - | - | - | - | - | - | - | 43354.4677662037 | BIOIMMUN MEDICAL LABORATORY DIAGNOSTICS LLC | BIOIMMUN MEDICAL LABORATORY DIAGNOSTICS LLC | DNF | DNF | DNF | RTB25EC | [14 empty] | 41116129 Microbiology or bacteriology test kits or supplies | [5 empty] | KIT | MICROBIOLOGY TEST |  | E COIL | [8 empty] | RAPID TEST, CARD WITH STOOL VIALS 25 TEST | [5 empty] | URL NOT FOUND | UNSOURCED | [8 empty] | QC Completed | Production completed
ESI | 006 |  | SZG |  |  |  | SZG | ABC | Data Enrichment | ABC | 11th | [10 empty] | NMC | 801181 | 9218 | 2411104931 | 9218_2411104931 | Med-Surg Consumable | TEST RAPID RTB25EHC IMMUNOCHROMATOGRAPHY BIOTICAL ENTAMOEBA 25T | - | BIOTICAL | RTB25EHC | BIOIMMUN MEDICAL LAB.DIAG.LLC | - | - | BOX | - | 607.5 | CONSUMABLES | - | - | - | - | DENTAL | - | Medical Equipment and Accessories and Supplies | Dental equipment and supplies | Dental materials | Elastomeric dental impression materials | - | Y | Y | Y | Y | - | - | - | - | - | Y | 500 | - | - | Active | - | - | N | N | - | - | - | - | - | - | - | - | - | - | - | A4649 | A4649 | 43354.5939699074 | BIOIMMUN MEDICAL LABORATORY DIAGNOSTICS LLC | BIOIMMUN MEDICAL LABORATORY DIAGNOSTICS LLC | DNF | DNF | DNF | RTB25EHC | [14 empty] | 41116140 Parasitology or mycology test kits or supplies | [5 empty] | KIT | PARASITOLOGY TEST |  | ENTAMOEBA | [8 empty] | IMMUNOCHROMATOGRAPHY, RAPID TEST, 25 TEST |  |  |  |  | BIOTICAL | URL NOT FOUND | UNSOURCED | [8 empty] | QC Completed | Production completed
ESI | 006 |  | SZG |  |  |  | SZG | ABC | Data Enrichment | ABC | 11th | [10 empty] | NMC | 801182 | 9219 | 2411104954 | 9219_2411104954 | Med-Surg Consumable | TEST RAPID RTB25GCN BIOTICAL GIARDIA CARD WITH STOOL VIALS PC + NC 25T | - | BIOTICAL | RTB25GCN | BIOIMMUN MEDICAL LAB.DIAG.LLC | - | - | BOX | - | 253.5 | CONSUMABLES | - | - | - | - | DENTAL | - | Medical Equipment and Accessories and Supplies | Dental equipment and supplies | Dental and subspecialty instruments and devices | Dental restorative kits | - | Y | Y | Y | Y | - | - | - | - | - | Y | 140 | - | - | Active | - | - | N | N | - | - | - | - | - | - | - | - | - | - | - | A4649 | A4649 | 43354.5965740741 | BIOIMMUN MEDICAL LABORATORY DIAGNOSTICS LLC | BIOIMMUN MEDICAL LABORATORY DIAGNOSTICS LLC | DNF | DNF | DNF | RTB25GCN | [14 empty] | 41116140 Parasitology or mycology test kits or supplies | [5 empty] | KIT | PARASITOLOGY TEST |  | GIARDIA | [8 empty] | CARD, RAPID TEST, 25 TEST |  |  |  |  | BIOTICAL , VIALS + PC+ NC | URL NOT FOUND | UNSOURCED | [8 empty] | QC Completed | Production completed
ESI | 006 |  | SZG |  |  |  | SZG | ABC | Data Enrichment | ABC | 11th | [10 empty] | NMC | 801392 | 11579 | 2411104847 | 11579_2411104847 | Med-Surg Consumable | TEST RAPID FHC-202 RAPID DBC HCG DETECTION PREGNANCY WITH POSITIVE AND NEGATIVE CONTROL 25T | - | DBC | FHC-202 | GLOBAL MEDICAL SURG. EQPT.TRDG | - | - | KIT | - | 60 | CONSUMABLES | - | - | - | - | OPERATION THEATRE | - | Medical Equipment and Accessories and Supplies | Surgical products | Surgical implants and expanders and extenders and surgical wires and related products | Surgical mesh or tissue barrier | - | Y | Y | Y | Y | - | - | - | - | - | Y | 650 | - | - | Active | - | - | N | N | - | - | - | - | - | - | - | - | - | - | - | A4649 | A4649 | 43607.3676273148 | GLOBAL MEDICAL SURGICAL EQUIPMENT TRADING | GLOBAL MEDICAL SURGICAL EQUIPMENT TRADING | DNF | DNF | DNF | FHC-202 | [14 empty] | 41116205 Rapid test kits | [5 empty] | KIT | PREGNANCY TEST |  | HCG | [8 empty] | DETECTION, WITH POSITIVE AND NEGATIVE CONTROL 25 TEST | [5 empty] | URL NOT FOUND | UNSOURCED | [8 empty] | QC Completed | Production completed
ESI | 006 |  | SZG |  |  |  | SZG | ABC | Data Enrichment | ABC | 11th | [10 empty] | NMC | 801479 | 13020 | 2411104529 | 13020_2411104529 | Med-Surg Consumable | TEST RAPID PMRT-0100 AMNICATOR SWAB PMR PREMATURE RUPTURE OF MEMBRANE AMNIOTIC FLUID 100's | - | ELITECH | ELITECH GROUP | RELICOR DRUG STORE L.L.C | - | - | BOX | - | 560 | CONSUMABLES | - | - | - | - | OPHTHALMOLOGY | - | Medical Equipment and Accessories and Supplies | Surgical products | Surgical implants and expanders and extenders and surgical wires and related products | Intraocular lens IOL | - | Y | Y | Y | Y | - | - | - | - | - | Y | 855 | - | - | Active | - | - | Y | Y | - | - | - | - | - | - | - | - | - | - | - | C1780 | C1780 | 43675.6959722222 | RELICOR DRUG STORE L.L.C | RELICOR DRUG STORE L.L.C | DNF | ELITECH GROUP | ELITECH GROUP | PMRT-0100 | EA | 1 | PK | 100 | [10 empty] | 41116129 Microbiology or bacteriology test kits or supplies | [5 empty] | KIT | MICROBIOLOGY TEST | AMNICATOR | PMR PREMATURE RUPTURE OF MEMBRANE AMNIOTIC FLUID | [8 empty] | SWAB | [5 empty] | URL NOT FOUND | UNSOURCED | UPDATED FROM input | [7 empty] | QC Completed | Production completed
ESI | 006 |  | SZG |  |  |  | SZG | ABC | Data Enrichment | ABC | 11th | [10 empty] | NMC | 803014 | 18544 | 2411105162 | 18544_2411105162 | Med-Surg Consumable | TEST RAPID FC-II CALPROTECTIN COLLOIDAL GOLD METHOD 20T | - | KEYU | FC-II | VARIETIES MEDICAL SUPPLIES | - | - | BOX | - | 43 | CONSUMABLES | - | - | - | - | INSTRUMENT | - | NMC-Default | Na | NA | NA | - | Y | Y | Y | Y | - | - | - | - | - | Y | 400 | - | - | Active | - | - | N | N | - | - | - | - | - | - | - | - | - | - | - | - | - | 44448.4464351852 | VARIETIES MEDICAL SUPPLIES | VARIETIES MEDICAL SUPPLIES | DNF | DNF | DNF | FC-II | [14 empty] | 41116104 Chemistry test kits or supplies | [5 empty] | KIT | CHEMISTRY TEST |  | CALPROTECTIN | [8 empty] | RAPID TEST, COLLOIDAL GOLD METHOD 20 TEST | [5 empty] | URL NOT FOUND | UNSOURCED | [8 empty] | QC Completed | Production completed
ESI | 006 |  | SZG |  |  |  | SZG | ABC | Data Enrichment | ABC | 11th | [10 empty] | NMC | 803015 | 18545 | 2411105160 | 18545_2411105160 | Med-Surg Consumable | TEST RAPID FOB-C COLLOIDAL GOLD METHOD 20T | - | KEYU | FOB-C | VARIETIES MEDICAL SUPPLIES | - | - | BOX | - | 16 | CONSUMABLES | - | - | - | - | CATHLAB | - | Medical Equipment and Accessories and Supplies | Medical diagnostic imaging and nuclear medicine products | Vascular imaging and interventional cardiology and cardiac catheterization lab products | Diagnostic or interventional vascular catheters or sets | - | Y | Y | Y | Y | - | - | - | - | - | Y | 75 | - | - | Active | - | - | Y | Y | - | - | - | - | - | - | - | - | - | - | - | A4649 | A4649 | 44448.5441666667 | VARIETIES MEDICAL SUPPLIES | VARIETIES MEDICAL SUPPLIES | DNF | DNF | DNF | DNF | [14 empty] | 41116129 Microbiology or bacteriology test kits or supplies | [5 empty] | KIT | MICROBIOLOGY TEST |  | FOB-C | [8 empty] | RAPID TEST, COLLOIDAL GOLD METHOD, 20 TEST | [5 empty] | URL NOT FOUND | UNSOURCED | [8 empty] | QC Completed | Production completed
ESI | 006 |  | SZG |  |  |  | SZG | ABC | Data Enrichment | ABC | 11th | [10 empty] | NMC | 803016 | 18547 | 2411105161 | 18547_2411105161 | Med-Surg Consumable | TEST RAPID HP-II H.PYLORI COLLOIDAL GOLD METHOD 20T | - | KEYU | HP-II | VARIETIES MEDICAL SUPPLIES | - | - | BOX | - | 26 | CONSUMABLES | - | - | - | - | ORTHOPAEDICS | - | Medical Equipment and Accessories and Supplies | Orthopedic surgical implants | Orthopedic trauma implants | Bone screw | - | Y | Y | Y | Y | - | - | - | - | - | Y | 356 | - | - | Active | - | - | N | N | - | - | - | - | - | - | - | - | - | - | - | C1713 | C1713 | 44448.6993518519 | VARIETIES MEDICAL SUPPLIES | VARIETIES MEDICAL SUPPLIES | DNF | DNF | DNF | HP-II | [14 empty] | 41116129 Microbiology or bacteriology test kits or supplies | [5 empty] | KIT | MICROBIOLOGY TEST |  | H PYLORI | [8 empty] | RAPID TEST, COLLOIDAL GOLD METHOD, 20 TEST | [5 empty] | URL NOT FOUND | UNSOURCED | [8 empty] | QC Completed | Production completed
ESI | 006 |  | SZG |  |  |  | SZG | ABC | Data Enrichment | ABC | 11th | [10 empty] | NMC | 803110 | 19053 | 2411103615 | 19053_2411103615 | Med-Surg Consumable | TEST QUICK RAPID DIAGNOSTICS LACTOSE SUBSTRATE WITH DISPOSABLE MOUTHPIECE 25's | - | LACTOFAN | LACTOFAN | MAXVALUE TRADING L.L.C | - | - | BOX | - | 1000 | CONSUMABLES | - | - | - | - | ORTHOPAEDICS | - | Medical Equipment and Accessories and Supplies | Orthopedic surgical implants | Orthopedic trauma implants | Bone plate | - | Y | Y | Y | Y | - | - | - | - | - | Y | 1888.38 | - | - | Active | - | - | N | N | - | - | - | - | - | - | - | - | - | - | - | C1713 | C1713 | 44530.7834490741 | MAXVALUE TRADING LLC | MAXVALUE TRADING LLC | DNF | LACTOFAN | LACTOFAN | DNF | EA | 1 | PK | 25 | [10 empty] | 41116104 Chemistry test kits or supplies | [5 empty] | KIT | CHEMISTRY TEST |  | LACTOSE SUBSTRATE | [8 empty] | QUICK RAPID DIAGNOSTICS, WITH DISPOSABLE MOUTHPIECE | [5 empty] | URL NOT FOUND | UNSOURCED | UPDATED FROM input | [7 empty] | QC Completed | Production completed
ESI | 006 |  | SZG |  |  |  | SZG | ABC | Data Enrichment | ABC | 11th | [10 empty] | NMC | 803111 | 19054 | 2411103616 | 19054_2411103616 | Med-Surg Consumable | TEST QUICK RAPID DIAGNOSTICS GLUCOSE SUBSTRATE WITH DISPOSABLE MOUTHPIECE 25's | - | LACTOFAN | LACTOFAN | BABIRUS LLC | - | - | BOX | - | 925 | CONSUMABLES | - | - | - | - | ORTHOPAEDICS | - | Medical Equipment and Accessories and Supplies | Orthopedic surgical implants | Orthopedic trauma implants | Bone screw | - | Y | Y | Y | Y | - | - | - | - | - | Y | 152.08 | - | - | Active | - | - | N | N | - | - | - | - | - | - | - | - | - | - | - | C1713 | C1713 | 44535.4434027778 | BABIRUS LLC | BABIRUS LLC | DNF | LACTOFAN | LACTOFAN | DNF | EA | 1 | PK | 25 | [10 empty] | 41116104 Chemistry test kits or supplies | [5 empty] | KIT | CHEMISTRY TEST |  | GLUCOSE SUBSTRATE | [8 empty] | QUICK RAPID DIAGNOSTICS, WITH DISPOSABLE MOUTHPIECE | [5 empty] | URL NOT FOUND | UNSOURCED | UPDATED FROM input | [7 empty] | QC Completed | Production completed
ESI | 006 |  | SZG |  |  |  | SZG | ABC | Data Enrichment | ABC | 11th | [10 empty] | NMC | 804201 | 24878 | 2411102127 | 24878_2411102127 | Med-Surg Consumable | TEST RAPID MO-804002 RSV ANTIGEN TEST 20T WITH POSITIVE CONTROL | - | MONLAB | MO-804002 | BIOMED SUPPLY MEDICAL EQUIPMENT TRADING L.L.C | - | - | BOX | - | 320 | CONSUMABLES | - | - | - | - | OPHTHALMOLOGY | - | Medical Equipment and Accessories and Supplies | Surgical products | Surgical implants and expanders and extenders and surgical wires and related products | Intraocular lens IOL | - | Y | Y | Y | Y | - | - | - | - | - | Y | 600 | - | - | Active | - | - | Y | Y | - | - | - | - | - | - | - | - | - | - | - | C1780 | C1780 | 45195.3522800926 | BIOMED SUPPLY MEDICAL EQUIPMENT TRADING L.L.C | BIOMED SUPPLY MEDICAL EQUIPMENT TRADING L.L.C | DNF | DNF | DNF | MO-804002 | [14 empty] | 41116126 Immunology or serology test kits or supplies | [5 empty] | KIT | IMMUNOLOGY TEST |  | RSV ANTIGEN | [8 empty] | RAPID TEST, POSITIVE CONTROL, 20 TEST | [5 empty] | URL NOT FOUND | UNSOURCED | [8 empty] | QC Completed | Production completed
ESI | 006 |  | SZG |  |  |  | SZG | ABC | Data Enrichment | ABC | 11th | [10 empty] | NMC | 804520 | 25687 | 2411102450 | 25687_2411102450 | Med-Surg Consumable | TEST RAPID CALPROTECTIN NADAL TEST DEVICE 10T | - | NADAL | NADAL | AL ABBAR MEDICAL & SCIENTIFIC SUPPLIES. | - | - | BOX | - | 250 | CONSUMABLES | - | - | - | - | - | - | - | - | - | - | - | - | - | - | - | - | - | - | - | - | - | - | - | - | - | - | - | - | - | - | - | - | - | - | - | - | - | - | - | - | - | - | - | AL ABBAR MEDICAL & SCIENTIFIC SUPPLIES | AL ABBAR MEDICAL & SCIENTIFIC SUPPLIES | DNF | DNF | DNF | NADAL | [14 empty] | 41116104 Chemistry test kits or supplies | [5 empty] | KIT | CHEMISTRY TEST |  | CALPROTECTIN | [8 empty] | RAPID TEST, 10 TEST |  |  |  |  | DEVICE | URL NOT FOUND | UNSOURCED | [8 empty] | QC Completed | Production completed
ESI | 006 |  | SZG |  |  |  | SZG | ABC | Data Enrichment | ABC | 11th | [10 empty] | NMC | 804752 | 26050 | 2411104633 | 26050_2411104633 | Med-Surg Consumable | KIT REAGENT CARTRIDGE 53461 STAT PROFILE PRIME CCS COMP CALIBRATOR 500 SAMPLES, 53460 STAT PROFILE 400 SAMPLES, 53110 QC ES MODELS, 42035 PRIME SENSOR CARD 800T | - | NOVA BIOMEDICAL | NOVA BIOMEDICAL | GULF MED FZE | - | - | BOX | - | 5600 | CONSUMABLES | - | - | - | - | - | - | - | - | - | - | - | - | - | - | - | - | - | - | - | - | - | - | - | - | - | - | - | - | - | - | - | - | - | - | - | - | - | - | - | - | - | - | - | GULF MED FZE | GULF MED FZE | DNF | NOVA BIOMEDICAL CORP | NOVA BIOMEDICAL CORP | 53461 | [14 empty] | 41116104 Chemistry test kits or supplies | [5 empty] | KIT | CHEMISTRY TEST |  | STAT PROFILE PRIME | [8 empty] | CCS COMP CALIBRATOR 500 SAMPLES, 53460 STAT PROFILE 400 SAMPLES, 53110 QC ES MODELS, 42035 PRIME SENSOR CARD, 800 TEST | [5 empty] | URL NOT FOUND | UNSOURCED | [8 empty] | QC Completed | Production completed
ESI | 006 |  | SZG |  |  |  | SZG | ABC | Data Enrichment | ABC | 11th | [10 empty] | NMC | 804763 | 26062 | 2422801089 | 26062_2422801089 | Med-Surg Consumable | SOLUTION DISINFECTANT MTN CITRIC ACID 50% 6LTR | - | NRM | - | HORIZON MEDICAL SUPPLIES | - | - | Each | - | 110 | CONSUMABLES | - | - | - | - | - | - | - | - | - | - | - | - | - | - | - | - | - | - | - | - | - | - | - | - | - | - | - | - | - | - | - | - | - | - | - | - | - | - | - | - | - | - | - | HORIZON MEDICAL SUPPLIES | HORIZON MEDICAL SUPPLIES | DNF | NRM | NRM | DNF | [14 empty] | 47131800 Cleaning and disinfecting solutions | [5 empty] | DISINFECTANT | CLEANING |  | CITRIC ACID 50% SOLUTION | [5 empty] | 6L | [7 empty] | MTN | URL NOT FOUND | UNSOURCED | [8 empty] | QC Completed | Production completed
ESI | 006 |  | SZG |  |  |  | SZG | ABC | Data Enrichment | ABC | 11th | [10 empty] | NMC | 804789 | 26118 | 2531300580 | 26118_2531300580 | Med-Surg Consumable | SOLUTION SKIN SCRUB PF20382 NEOXINAL CHG 0.05% CUTANEOUS 25 ML STERILE | - | NUOVA FARMEC | PF20382 | ALL CARE MEDICAL SUPPLIES L.L.C | - | - | Each | - | 2.8 | CONSUMABLES | - | - | - | - | - | - | - | - | - | - | - | - | - | - | - | - | - | - | - | - | - | - | - | - | - | - | - | - | - | - | - | - | - | - | - | - | - | - | - | - | - | - | - | ALL CARE MEDICAL SUPPLIES LLC | ALL CARE MEDICAL SUPPLIES LLC | DNF | NUOVA FARMEC | NUOVA FARMEC | PF20382 | [14 empty] | 42295421 Surgical prep scrub or paint solutions | [5 empty] | SOLUTION | SURGICAL SCRUB | NEOXINAL | CHG 0.05% | [5 empty] | 25ML |  | SKIN | CUTANEOUS | STERILE |  |  |  |  | URL NOT FOUND | UNSOURCED | [8 empty] | QC Completed | Production completed
ESI | 006 |  | SZG |  |  |  | SZG | ABC | Data Enrichment | ABC | 11th | [10 empty] | NMC | 804805 | 26137 | 2505000126 | 26137_2505000126 | Med-Surg Consumable | ENERGY NUTRITIONAL NEOCATE JUNIOR WITH PROBIOTICS +1 YEAR 400GM | - | NUTRICIA | - | NMC KCH OP PHARMACY | - | - | EA | - | 144 | CONSUMABLES | - | - | - | - | - | - | - | - | - | - | - | - | - | - | - | - | - | - | - | - | - | - | - | - | - | - | - | - | - | - | - | - | - | - | - | - | - | - | - | - | - | - | - | NMC KCH OP PHARMACY | NMC KCH OP PHARMACY | DNF | NUTRICIA | NUTRICIA | DNF | [14 empty] | 42231801 Adult supplemental formulas or bars or puddings for general use | [5 empty] | FORMULA | SUPPLEMENTAL | NEOCATE JUNIOR | WITH PROBIOTICS +1 YEAR | [6 empty] | 400G |  | NUTRITIONAL ENERGY | [5 empty] | URL NOT FOUND | UNSOURCED | [8 empty] | QC Completed | Production completed
ESI | 006 |  | SZG |  |  |  | SZG | ABC | Data Enrichment | ABC | 11th | [10 empty] | NMC | 804806 | 26138 | 2505000129 | 26138_2505000129 | Med-Surg Consumable | ENERGY NUTRITIONAL NUTRICIA INFANTRINI LIQUID FOR INFANT 125 ML EACH | - | NUTRICIA | - | NMC KCH OP PHARMACY | - | - | EA | - | 9.5 | CONSUMABLES | - | - | - | - | - | - | - | - | - | - | - | - | - | - | - | - | - | - | - | - | - | - | - | - | - | - | - | - | - | - | - | - | - | - | - | - | - | - | - | - | - | - | - | NMC KCH OP PHARMACY | NMC KCH OP PHARMACY | DNF | NUTRICIA | NUTRICIA | DNF | [14 empty] | 42231801 Adult supplemental formulas or bars or puddings for general use | [5 empty] | FORMULA | SUPPLEMENTAL | NUTRICIA INFANTRINI |  | INFANT |  |  |  |  | 125ML |  |  | NUTRITIONAL ENERGY, LIQUID | [5 empty] | URL NOT FOUND | UNSOURCED | [8 empty] | QC Completed | Production completed
ESI | 006 |  | SZG |  |  |  | SZG | ABC | Data Enrichment | ABC | 11th | [10 empty] | NMC | 804807 | 26139 | 2505000130 | 26139_2505000130 | Med-Surg Consumable | ENERGY NUTRITIONAL NUTRICIA MONOGEN POWDER 400 GM EACH | - | NUTRICIA | - | NMC KCH OP PHARMACY | - | - | EA | - | 175 | CONSUMABLES | - | - | - | - | - | - | - | - | - | - | - | - | - | - | - | - | - | - | - | - | - | - | - | - | - | - | - | - | - | - | - | - | - | - | - | - | - | - | - | - | - | - | - | NMC KCH OP PHARMACY | NMC KCH OP PHARMACY | DNF | NUTRICIA | NUTRICIA | DNF | [14 empty] | 42231801 Adult supplemental formulas or bars or puddings for general use | [5 empty] | FORMULA | SUPPLEMENTAL | NUTRICIA MONOGEN | [7 empty] | 400G |  | NUTRITIONAL ENERGY, POWDER | [5 empty] | URL NOT FOUND | UNSOURCED | [8 empty] | QC Completed | Production completed
ESI | 006 |  | SZG |  |  |  | SZG | ABC | Data Enrichment | ABC | 11th | [10 empty] | NMC | 804808 | 26140 | 2505000039 | 26140_2505000039 | Med-Surg Consumable | ENERGY NUTRITIONAL NEOCATE PALIN 400GM | - | NUTRICIA | NUTRICIA | NMC KCH OP PHARMACY | - | - | Each | - | 191.7 | CONSUMABLES | - | - | - | - | - | - | - | - | - | - | - | - | - | - | - | - | - | - | - | - | - | - | - | - | - | - | - | - | - | - | - | - | - | - | - | - | - | - | - | - | - | - | - | NMC KCH OP PHARMACY | NMC KCH OP PHARMACY | DNF | NUTRICIA | NUTRICIA | DNF | [14 empty] | 42231801 Adult supplemental formulas or bars or puddings for general use | [5 empty] | FORMULA | SUPPLEMENTAL | NEOCATE PALIN | [7 empty] | 400G |  | NUTRITIONAL ENERGY | [5 empty] | URL NOT FOUND | UNSOURCED | [8 empty] | QC Completed | Production completed
ESI | 006 |  | SZG |  |  |  | SZG | ABC | Data Enrichment | ABC | 11th | [10 empty] | NMC | 804809 | 26141 | 2505000046 | 26141_2505000046 | Med-Surg Consumable | ENERGY NUTRITIONAL NUTRICIA INFATRINI LIQUID FOR INFANT 125ML | - | NUTRICIA | NUTRICIA | PHARMA WORLD LLC | - | - | Each | - | 9.5 | CONSUMABLES | - | - | - | - | - | - | - | - | - | - | - | - | - | - | - | - | - | - | - | - | - | - | - | - | - | - | - | - | - | - | - | - | - | - | - | - | - | - | - | - | - | - | - | PHARMA WORLD LLC | PHARMA WORLD LLC | DNF | NUTRICIA | NUTRICIA | DNF | [14 empty] | 42231801 Adult supplemental formulas or bars or puddings for general use | [5 empty] | FORMULA | SUPPLEMENTAL | NUTRICIA INFANTRINI |  | INFANT |  |  |  |  | 125ML |  |  | NUTRITIONAL ENERGY, LIQUID | [5 empty] | URL NOT FOUND | UNSOURCED | [8 empty] | QC Completed | Production completed
ESI | 006 |  | SZG |  |  |  | SZG | ABC | Data Enrichment | ABC | 11th | [10 empty] | NMC | 804810 | 26142 | 2505000047 | 26142_2505000047 | Med-Surg Consumable | ENERGY NUTRITIONAL NUTRICIA INFATRINI POWDER 400GM | - | NUTRICIA | NUTRICIA | PHARMA WORLD LLC | - | - | Each | - | 41.24 | CONSUMABLES | - | - | - | - | - | - | - | - | - | - | - | - | - | - | - | - | - | - | - | - | - | - | - | - | - | - | - | - | - | - | - | - | - | - | - | - | - | - | - | - | - | - | - | PHARMA WORLD LLC | PHARMA WORLD LLC | DNF | NUTRICIA | NUTRICIA | DNF | [14 empty] | 42231801 Adult supplemental formulas or bars or puddings for general use | [5 empty] | FORMULA | SUPPLEMENTAL | NUTRICIA INFATRINI | [7 empty] | 400G |  | NUTRITIONAL ENERGY, POWDER | [5 empty] | URL NOT FOUND | UNSOURCED | [8 empty] | QC Completed | Production completed
ESI | 006 |  | SZG |  |  |  | SZG | ABC | Data Enrichment | ABC | 11th | [10 empty] | NMC | 804811 | 26143 | 2505000050 | 26143_2505000050 | Med-Surg Consumable | ENERGY NUTRITIONAL NUTRICIA NUTRISON MULTI-FIBER R/H 1000ML | - | NUTRICIA | NUTRICIA | PHARMA WORLD LLC | - | - | Each | - | 31.5 | CONSUMABLES | - | - | - | - | - | - | - | - | - | - | - | - | - | - | - | - | - | - | - | - | - | - | - | - | - | - | - | - | - | - | - | - | - | - | - | - | - | - | - | - | - | - | - | PHARMA WORLD LLC | PHARMA WORLD LLC | DNF | NUTRICIA | NUTRICIA | DNF | [14 empty] | 42231801 Adult supplemental formulas or bars or puddings for general use | [5 empty] | FORMULA | SUPPLEMENTAL | NUTRICIA NUTRISON MULTI-FIBER R/H | [6 empty] | 1000ML |  |  | NUTRITIONAL ENERGY | [5 empty] | URL NOT FOUND | UNSOURCED | [8 empty] | QC Completed | Production completed
ESI | 006 |  | SZG |  |  |  | SZG | ABC | Data Enrichment | ABC | 11th | [10 empty] | NMC | 804812 | 26144 | 2505000051 | 26144_2505000051 | Med-Surg Consumable | ENERGY NUTRITIONAL NUTRICIA NUTRISON PROTEIN PLUS FIBER R/H 1000ML | - | NUTRICIA | NUTRICIA | PHARMA WORLD LLC | - | - | Each | - | 36.25 | CONSUMABLES | - | - | - | - | - | - | - | - | - | - | - | - | - | - | - | - | - | - | - | - | - | - | - | - | - | - | - | - | - | - | - | - | - | - | - | - | - | - | - | - | - | - | - | PHARMA WORLD LLC | PHARMA WORLD LLC | DNF | NUTRICIA | NUTRICIA | DNF | [14 empty] | 42231801 Adult supplemental formulas or bars or puddings for general use | [5 empty] | FORMULA | SUPPLEMENTAL | NUTRICIA NUTRISON PROTEIN PLUS FIBER R/H | [6 empty] | 1000ML |  |  | NUTRITIONAL ENERGY | [5 empty] | URL NOT FOUND | UNSOURCED | [8 empty] | QC Completed | Production completed
ESI | 006 |  | SZG |  |  |  | SZG | ABC | Data Enrichment | ABC | 11th | [10 empty] | NMC | 804813 | 26145 | 2505000062 | 26145_2505000062 | Med-Surg Consumable | ENERGY NUTRITIONAL NUTRICIA NUTRISON ADVANCED DIASON ENERGY HP | - | NUTRICIA | NUTRICIA | PHARMA WORLD LLC | - | - | Each | - | 36.25 | CONSUMABLES | - | - | - | - | - | - | - | - | - | - | - | - | - | - | - | - | - | - | - | - | - | - | - | - | - | - | - | - | - | - | - | - | - | - | - | - | - | - | - | - | - | - | - | PHARMA WORLD LLC | PHARMA WORLD LLC | DNF | NUTRICIA | NUTRICIA | DNF | [14 empty] | 42231801 Adult supplemental formulas or bars or puddings for general use | [5 empty] | FORMULA | SUPPLEMENTAL | NUTRICIA NUTRISON ADVANCED DIASON ENERGY HP | [9 empty] | NUTRITIONAL ENERGY | [5 empty] | URL NOT FOUND | UNSOURCED | [8 empty] | QC Completed | Production completed
ESI | 006 |  | SZG |  |  |  | SZG | ABC | Data Enrichment | ABC | 11th | [10 empty] | NMC | 804814 | 26146 | 2505000097 | 26146_2505000097 | Med-Surg Consumable | ENERGY NUTRITIONAL NUTRICIA NUTRINIDRINK VANILLA POWDER 400GM | - | NUTRICIA | NUTRICIA | PHARMA WORLD LLC | - | - | Each | - | 29.5 | CONSUMABLES | - | - | - | - | - | - | - | - | - | - | - | - | - | - | - | - | - | - | - | - | - | - | - | - | - | - | - | - | - | - | - | - | - | - | - | - | - | - | - | - | - | - | - | PHARMA WORLD LLC | PHARMA WORLD LLC | DNF | NUTRICIA | NUTRICIA | DNF | [14 empty] | 42231801 Adult supplemental formulas or bars or puddings for general use | [5 empty] | FORMULA | SUPPLEMENTAL | NUTRICIA NUTRINIDRINK | [7 empty] | 400G |  | NUTRITIONAL ENERGY, POWDER, VANILLA | [5 empty] | URL NOT FOUND | UNSOURCED | [8 empty] | QC Completed | Production completed