## Sheet1
Customer Code | Job No | Project | SE Code | SE Comments | CE Code | CE Comments | Production User | QC User | Activities | Sort Code | Sort Comment | QE Code | QE Comments | QA Code | QA Comments | DE Code | Corrected By | Start Date | Accepted Date | Batch | Quality A/R | Grihasoft Attribute Names | slno | Orignal Slno Slno | Item | x | Item Group | Description | Secondary description | Manufacturer | Manufacturer catalog | Vendor | Vendor Catalog | Vendor Code | Buy UOM | Issue Uom | Price | Category | Sub cateogry | GTIN | GL Code | GL Code Description | Specilaity | Sub | Division | Level1 | Level2 | Level3 | User Item Type_1 | Inventory Item | Costing Enabled | Inventory Asset Value | Stocked | Inventory Planning Method | Replenishment Source Type | Planner | Minimum Min-Max Quantity | Maximum Min-Max Quantity | Purchased | List Price | Charge Dept/Cost Center | Lifecycle Phase | Item Status | Template Name | User Item Type | Lot Control | Lot User Defined | Lot Expiration Enabled | Lot Divisble | Starting Lot Prefix | Starting Lot Number | Serial Number Control | Starting Serial Prefix | Starting Serial Number | Cycle Count Enabled | Expense/Clearing Account | Asset Category | Item Description Update | HAAD Code | DHA Code | Item Creation Date | Griha_Vdr Name | Griha_Vdr Parent Name | GrihaVdrCat | Griha_Mfr Name | Griha_Mfr Parent Name | GrihaMfrCat | Ref Name | Ref Catalog | Ref # | UOM1 | Qty1 | UOM2 | Qty2 | UOM3 | Qty3 | UNSPSC Segment Code | UNSPSC Segment Description | UNSPSC Family Code | UNSPSC Family Description | UNSPSC Class Code | UNSPSC Class Description | UNSPSC Commodity Code | UNSPSC Commodity Description | Unspsc 25 Version | Long Description | Miscellaneous_1 | Short 40 Description | Len | Name | Type | Brandname | Composition | Age | Gender | Size | Primary Dimensions | Secondary Dimensions | Volume | Weight | Location | Properties | Sterile_NonSterile | Latex_LatexFree | Disposable_Reusable | Color | Miscellaneous | URL | Validation Comments | Packaging Comments | Classificaion Comments | Griha Comments | Potential Duplicate | Description Duplicate | Remarks | Status | Production Comments | QC Comments
ESI | 006 |  | SZG |  |  |  | SZG | ABC | Data Enrichment | ABC | [11 empty] | NMC | 804817 | 26181 | 2421509541 | 26181_2421509541 | Med-Surg Consumable | WATER LINE DISINFECTANT NU-USL-20005 DENTAL UNIT 5LT | - | NUVIEW | NU-USL-20005 | AL ARABIA MEDICAL SURGICAL EQUIPMENT TRADING LLC. | - | - | Each | - | 180 | CONSUMABLES | - | - | - | - | - | - | - | - | - | - | - | - | - | - | - | - | - | - | - | - | - | - | - | - | - | - | - | - | - | - | - | - | - | - | - | - | - | - | - | - | - | - | - | AL ARABIA MEDICAL SURGICAL EQUIPMENT TRADING LLC | AL ARABIA MEDICAL SURGICAL EQUIPMENT TRADING LLC | DNF | NUVIEW | NUVIEW | NU-USL-20005 | [14 empty] | 47131800 Cleaning and disinfecting solutions | [5 empty] | DISINFECTANT | WATER LINE | [7 empty] | 5L |  |  | FOR DENTAL UNIT | [5 empty] | URL NOT FOUND | UNSOURCED | [8 empty] | QC Completed | Production completed
ESI | 006 |  | SZG |  |  |  | SZG | ABC | Data Enrichment | ABC | [11 empty] | NMC | 804868 | 26449 | 2421801026 | 26449_2421801026 | Med-Surg Consumable | STRIP OPHTHALMIC HIMSFOS01 OPTIGLO FLURESCIEN SODIUM STERILE 100's | - | OPHTECHNICS | OPHTECHNICS UNLIMITED | HARVAY INTERNATIONAL MEDICAL SUPPLIES L.L.C | - | - | BOX | - | 55 | CONSUMABLES | - | - | - | - | - | - | - | - | - | - | - | - | - | - | - | - | - | - | - | - | - | - | - | - | - | - | - | - | - | - | - | - | - | - | - | - | - | - | - | - | - | - | - | HARVAY INTERNATIONAL MEDICAL SUPPLIES LLC | HARVAY INTERNATIONAL MEDICAL SUPPLIES LLC | DNF | OPHTECHNICS | OPHTECHNICS | HIMSFOS01 | EA | 1 | PK | 100 | [10 empty] | 51241100 Ophthalmic agents | [5 empty] | STRIP | OPHTHALMIC | OPTIGLO | FLURESCIEN SODIUM | [9 empty] | STERILE |  |  |  |  | URL NOT FOUND | UNSOURCED | UPDATED FROM input | [7 empty] | QC Completed | Production completed
ESI | 006 |  | SZG |  |  |  | SZG | ABC | Data Enrichment | ABC | [11 empty] | NMC | 804924 | 27381 | 2505000068 | 27381_2505000068 | Med-Surg Consumable | ENERGY NUTRITIONAL WYETH S26 PDF GOLD READY TO FEED MILK 400GM | - | ORMCO | ORMCO | AL ZAHRA SHARJAH - PHARMACY | - | - | Each | - | 37.8 | CONSUMABLES | - | - | - | - | - | - | - | - | - | - | - | - | - | - | - | - | - | - | - | - | - | - | - | - | - | - | - | - | - | - | - | - | - | - | - | - | - | - | - | - | - | - | - | AL ZAHRA SHARJAH - PHARMACY | AL ZAHRA SHARJAH - PHARMACY | DNF | ORMCO | ORMCO | DNF | [14 empty] | 42231801 Adult supplemental formulas or bars or puddings for general use | [5 empty] | FORMULA | SUPPLEMENTAL | S26 PDF GOLD | MILK | [6 empty] | 400G |  | NUTRITIONAL ENERGY, READY TO FEED | [5 empty] | URL NOT FOUND | UNSOURCED | [8 empty] | QC Completed | Production completed
ESI | 006 |  | SZG |  |  |  | SZG | ABC | Data Enrichment | ABC | [11 empty] | NMC | 805009 | 27617 | 2411104939 | 27617_2411104939 | Med-Surg Consumable | TEST RAPID 203040 URINE MULTI DRUG 12 PARAMETERS 25T | - | OVIOS - HANGZHOU | 203040 | AL ABBAR MEDICAL & SCIENTIFIC SUPPLIES. | - | - | BOX | - | 565 | CONSUMABLES | - | - | - | - | - | - | - | - | - | - | - | - | - | - | - | - | - | - | - | - | - | - | - | - | - | - | - | - | - | - | - | - | - | - | - | - | - | - | - | - | - | - | - | AL ABBAR MEDICAL & SCIENTIFIC SUPPLIES | AL ABBAR MEDICAL & SCIENTIFIC SUPPLIES | DNF | OVIOS - HANGZHOU | OVIOS - HANGZHOU | 203040 | [14 empty] | 41116136 Urinalysis test kits or supplies | [5 empty] | KIT | URINALYSIS TEST |  | URINE MULTI DRUG 12 PARAMETERS | [8 empty] | RAPID TEST, 25 TEST | [5 empty] | URL NOT FOUND | UNSOURCED | [8 empty] | QC Completed | Production completed
ESI | 006 |  | SZG |  |  |  | SZG | ABC | Data Enrichment | ABC | [11 empty] | NMC | 805014 | 27634 | 2411103232 | 27634_2411103232 | Med-Surg Consumable | CONTROL MICROBIOLOGY R4607030 E FAECALIS ATCC 29212 5's | - | OXOID | R4607030 | ALPHAMED CO. (ABU DHABI) LTD. | - | - | BOX | - | 324 | CONSUMABLES | - | - | - | - | - | - | - | - | - | - | - | - | - | - | - | - | - | - | - | - | - | - | - | - | - | - | - | - | - | - | - | - | - | - | - | - | - | - | - | - | - | - | - | ALPHAMED CO (ABU DHABI) LTD | ALPHAMED CO (ABU DHABI) LTD | DNF | OXOID | JOHN | R4607030 | EA | 1 | PK | 5 | [10 empty] | 41116132 Microbiology or bacteriology quality controls or calibrators or standards | [5 empty] | CONTROL | MICROBIOLOGY | CULTI-LOOPS | E FAECALIS ATCC 29212 | [14 empty] | https://www.thermofisher.com/order/catalog/product/R4607030 | THIRD PARTY | UPDATED FROM input | [7 empty] | QC Completed | Production completed
ESI | 006 |  | SZG |  |  |  | SZG | ABC | Data Enrichment | ABC | [11 empty] | NMC | 805053 | 27759 | 2512400397 | 27759_2512400397 | Med-Surg Consumable | TREATMENT MESOTHERAPY PCA-P-11384 DETOX GEL DEEP PORE 120 ML | - | PCA SKIN | PCA SKIN | MEDICA TRADING LLC | - | - | Each | - | 670 | CONSUMABLES | - | - | - | - | - | - | - | - | - | - | - | - | - | - | - | - | - | - | - | - | - | - | - | - | - | - | - | - | - | - | - | - | - | - | - | - | - | - | - | - | - | - | - | MEDICA TRADING LLC | MEDICA TRADING LLC | DNF | PCA SKIN | PCA SKIN | 11384 | [14 empty] | 51241200 Dermatologic agents | [5 empty] | TREATMENT | SKIN | [7 empty] | 120ML |  |  | DETOX GEL DEEP PORE, MESOTHERAPY TREATMENT | [5 empty] | https://www2.pcaskin.com/emailcampaign/2016/Professionals/december/price-increase-ME/PCA%20SKIN%20Fillable%20Order%20Form_January2017v3.pdf | SOURCED | [8 empty] | QC Completed | Production completed
ESI | 006 |  | SZG |  |  |  | SZG | ABC | Data Enrichment | ABC | [11 empty] | NMC | 805054 | 27760 | 2512400399 | 27760_2512400399 | Med-Surg Consumable | PEEL DERMATOLOGY PCA-P-11252 ULTRA PEEL 60 ML | - | PCA SKIN | PCA SKIN | MEDICA TRADING LLC | - | - | Each | - | 1000 | CONSUMABLES | - | - | - | - | - | - | - | - | - | - | - | - | - | - | - | - | - | - | - | - | - | - | - | - | - | - | - | - | - | - | - | - | - | - | - | - | - | - | - | - | - | - | - | MEDICA TRADING LLC | MEDICA TRADING LLC | DNF | PCA SKIN | PCA SKIN | 11252 | [14 empty] | 53131613 Facial care products | [5 empty] | CHEMICAL PEEL | SKIN | [7 empty] | 60ML |  |  | ULTRA PEEL | [5 empty] | https://www2.pcaskin.com/emailcampaign/2016/Professionals/december/price-increase-ME/PCA%20SKIN%20Fillable%20Order%20Form_January2017v3.pdf | SOURCED | [8 empty] | QC Completed | Production completed
ESI | 006 |  | SZG |  |  |  | SZG | ABC | Data Enrichment | ABC | [11 empty] | NMC | 805055 | 27761 | 2512400401 | 27761_2512400401 | Med-Surg Consumable | PEEL DERMATOLOGY PCA-P-11242 SMOOTHING BODY 4OZ | - | PCA SKIN | PCA SKIN | MEDICA TRADING LLC | - | - | Each | - | 1300 | CONSUMABLES | - | - | - | - | - | - | - | - | - | - | - | - | - | - | - | - | - | - | - | - | - | - | - | - | - | - | - | - | - | - | - | - | - | - | - | - | - | - | - | - | - | - | - | MEDICA TRADING LLC | MEDICA TRADING LLC | DNF | PCA SKIN | PCA SKIN | 11242 | [14 empty] | 53131613 Facial care products | [5 empty] | CHEMICAL PEEL | SKIN | [7 empty] | 4OZ |  |  | SMOOTHING BODY | [5 empty] | https://www2.pcaskin.com/emailcampaign/2016/Professionals/december/price-increase-ME/PCA%20SKIN%20Fillable%20Order%20Form_January2017v3.pdf | SOURCED | [8 empty] | QC Completed | Production completed
ESI | 006 |  | SZG |  |  |  | SZG | ABC | Data Enrichment | ABC | [11 empty] | NMC | 805056 | 27762 | 2512400402 | 27762_2512400402 | Med-Surg Consumable | TREATMENT MESOTHERAPY PCA-P-11382 ADVANCED TREATMENT BOOSTER 1.7OZ | - | PCA SKIN | PCA SKIN | MEDICA TRADING LLC | - | - | Each | - | 1500 | CONSUMABLES | - | - | - | - | - | - | - | - | - | - | - | - | - | - | - | - | - | - | - | - | - | - | - | - | - | - | - | - | - | - | - | - | - | - | - | - | - | - | - | - | - | - | - | MEDICA TRADING LLC | MEDICA TRADING LLC | DNF | PCA SKIN | PCA SKIN | 11382 | [14 empty] | 51241200 Dermatologic agents | [5 empty] | TREATMENT | SKIN | [7 empty] | 1.7OZ |  |  | ADVANCED BOOSTER , MESOTHERAPY TREATMENT | [5 empty] | https://www2.pcaskin.com/emailcampaign/2016/Professionals/december/price-increase-ME/PCA%20SKIN%20Fillable%20Order%20Form_January2017v3.pdf | SOURCED | [8 empty] | QC Completed | Production completed
ESI | 006 |  | SZG |  |  |  | SZG | ABC | Data Enrichment | ABC | [11 empty] | NMC | 805057 | 27763 | 2512400403 | 27763_2512400403 | Med-Surg Consumable | TREATMENT MESOTHERAPY PCA-P-13733 REBALANCE MOISTURIZER 7OZ | - | PCA SKIN | PCA SKIN | MEDICA TRADING LLC | - | - | Each | - | 460 | CONSUMABLES | - | - | - | - | - | - | - | - | - | - | - | - | - | - | - | - | - | - | - | - | - | - | - | - | - | - | - | - | - | - | - | - | - | - | - | - | - | - | - | - | - | - | - | MEDICA TRADING LLC | MEDICA TRADING LLC | DNF | PCA SKIN | PCA SKIN | 13733 | [14 empty] | 51241200 Dermatologic agents | [5 empty] | MOISTURIZER | SKIN | [7 empty] | 7OZ |  |  | REBALANCE, MESOTHERAPY TREATMENT | [5 empty] | https://www2.pcaskin.com/emailcampaign/2016/Professionals/december/price-increase-ME/PCA%20SKIN%20Fillable%20Order%20Form_January2017v3.pdf | SOURCED | [8 empty] | QC Completed | Production completed
ESI | 006 |  | SZG |  |  |  | SZG | ABC | Data Enrichment | ABC | [11 empty] | NMC | 805058 | 27764 | 2512400404 | 27764_2512400404 | Med-Surg Consumable | TREATMENT MESOTHERAPY PCA-P-13732 WEIGHT PROTECTION SPF45 7OZ | - | PCA SKIN | PCA SKIN | MEDICA TRADING LLC | - | - | Each | - | 450 | CONSUMABLES | - | - | - | - | - | - | - | - | - | - | - | - | - | - | - | - | - | - | - | - | - | - | - | - | - | - | - | - | - | - | - | - | - | - | - | - | - | - | - | - | - | - | - | MEDICA TRADING LLC | MEDICA TRADING LLC | DNF | PCA SKIN | PCA SKIN | 13732 | [14 empty] | 51241200 Dermatologic agents | [5 empty] | SUNSCREEN | PROTECTION | [7 empty] | 7OZ |  |  | WEIGHTLESS PROTECTION BROAD SPECTRUM SPF 45, MESOTHERAPY TREATMENT | [5 empty] | https://www2.pcaskin.com/emailcampaign/2016/Professionals/december/price-increase-ME/PCA%20SKIN%20Fillable%20Order%20Form_January2017v3.pdf | SOURCED | [8 empty] | QC Completed | Production completed
ESI | 006 |  | SZG |  |  |  | SZG | ABC | Data Enrichment | ABC | [11 empty] | NMC | 805059 | 27765 | 2512400405 | 27765_2512400405 | Med-Surg Consumable | TREATMENT MESOTHERAPY PCA-R-21118 PIGMENT GEL HQ FREE 30ML | - | PCA SKIN | PCA SKIN | MEDICA TRADING LLC | - | - | Each | - | 171 | CONSUMABLES | - | - | - | - | - | - | - | - | - | - | - | - | - | - | - | - | - | - | - | - | - | - | - | - | - | - | - | - | - | - | - | - | - | - | - | - | - | - | - | - | - | - | - | MEDICA TRADING LLC | MEDICA TRADING LLC | DNF | PCA SKIN | PCA SKIN | 21118 | [14 empty] | 51241200 Dermatologic agents | [5 empty] | GEL | SKIN | [7 empty] | 30ML |  |  | PIGMENT HQ FREE, MESOTHERAPY TREATMENT | [5 empty] | https://www2.pcaskin.com/emailcampaign/2016/Professionals/december/price-increase-ME/PCA%20SKIN%20Fillable%20Order%20Form_January2017v3.pdf | SOURCED | [8 empty] | QC Completed | Production completed
ESI | 006 |  | SZG |  |  |  | SZG | ABC | Data Enrichment | ABC | [11 empty] | NMC | 805060 | 27766 | 2512400406 | 27766_2512400406 | Med-Surg Consumable | TREATMENT MESOTHERAPY PCA-R-21175 ACNE GEL 30ML | - | PCA SKIN | PCA SKIN | MEDICA TRADING LLC | - | - | Each | - | 245 | CONSUMABLES | - | - | - | - | - | - | - | - | - | - | - | - | - | - | - | - | - | - | - | - | - | - | - | - | - | - | - | - | - | - | - | - | - | - | - | - | - | - | - | - | - | - | - | MEDICA TRADING LLC | MEDICA TRADING LLC | DNF | PCA SKIN | PCA SKIN | 21175 | [14 empty] | 51241200 Dermatologic agents | [5 empty] | GEL | SKIN | [7 empty] | 30ML |  |  | ACNE, MESOTHERAPY TREATMENT | [5 empty] | https://www2.pcaskin.com/emailcampaign/2016/Professionals/december/price-increase-ME/PCA%20SKIN%20Fillable%20Order%20Form_January2017v3.pdf | SOURCED | [8 empty] | QC Completed | Production completed
ESI | 006 |  | SZG |  |  |  | SZG | ABC | Data Enrichment | ABC | [11 empty] | NMC | 805061 | 27767 | 2512400523 | 27767_2512400523 | Med-Surg Consumable | TREATMENT MESOTHERAPY PCA-R-21104 NUTRIENT TONER 130ML | - | PCA SKIN | PCA SKIN | MEDICA TRADING LLC | - | - | Each | - | 81 | CONSUMABLES | - | - | - | - | - | - | - | - | - | - | - | - | - | - | - | - | - | - | - | - | - | - | - | - | - | - | - | - | - | - | - | - | - | - | - | - | - | - | - | - | - | - | - | MEDICA TRADING LLC | MEDICA TRADING LLC | DNF | PCA SKIN | PCA SKIN | 21104 | [14 empty] | 51241200 Dermatologic agents | [5 empty] | TONER | SKIN | [7 empty] | 130ML |  |  | NUTRIENT, V | [5 empty] | https://www2.pcaskin.com/emailcampaign/2016/Professionals/december/price-increase-ME/PCA%20SKIN%20Fillable%20Order%20Form_January2017v3.pdf | SOURCED | [8 empty] | QC Completed | Production completed
ESI | 006 |  | SZG |  |  |  | SZG | ABC | Data Enrichment | ABC | [11 empty] | NMC | 805062 | 27768 | 2512400524 | 27768_2512400524 | Med-Surg Consumable | TREATMENT MESOTHERAPY PCA-R-21111 DAILY EXFOLIANT 7OZ | - | PCA SKIN | PCA SKIN | MEDICA TRADING LLC | - | - | Each | - | 81 | CONSUMABLES | - | - | - | - | - | - | - | - | - | - | - | - | - | - | - | - | - | - | - | - | - | - | - | - | - | - | - | - | - | - | - | - | - | - | - | - | - | - | - | - | - | - | - | MEDICA TRADING LLC | MEDICA TRADING LLC | DNF | PCA SKIN | PCA SKIN | 21111 | [14 empty] | 51241200 Dermatologic agents | [5 empty] | EXFOLIANT | SKIN | [7 empty] | 7OZ |  |  | DAILY, MESOTHERAPY TREATMENT | [5 empty] | https://www2.pcaskin.com/emailcampaign/2016/Professionals/december/price-increase-ME/PCA%20SKIN%20Fillable%20Order%20Form_January2017v3.pdf | SOURCED | [8 empty] | QC Completed | Production completed
ESI | 006 |  | SZG |  |  |  | SZG | ABC | Data Enrichment | ABC | [11 empty] | NMC | 805063 | 27769 | 2531300933 | 27769_2531300933 | Med-Surg Consumable | TREATMENT MESOTHERAPY PCA-R-21101 RETAIL FACIAL WASH 200ML | - | PCA SKIN | PCA SKIN | MEDICA TRADING LLC | - | - | Each | - | 81 | CONSUMABLES | - | - | - | - | - | - | - | - | - | - | - | - | - | - | - | - | - | - | - | - | - | - | - | - | - | - | - | - | - | - | - | - | - | - | - | - | - | - | - | - | - | - | - | MEDICA TRADING LLC | MEDICA TRADING LLC | DNF | PCA SKIN | PCA SKIN | 21101 | [14 empty] | 53131613 Facial care products | [5 empty] | WASH | FACE | [7 empty] | 200ML |  |  | MESOTHERAPY TREATMENT |  |  |  |  | RETAIL | https://www2.pcaskin.com/emailcampaign/2016/Professionals/december/price-increase-ME/PCA%20SKIN%20Fillable%20Order%20Form_January2017v3.pdf | SOURCED | [8 empty] | QC Completed | Production completed
ESI | 006 |  | SZG |  |  |  | SZG | ABC | Data Enrichment | ABC | [11 empty] | NMC | 805064 | 27770 | 2531300935 | 27770_2531300935 | Med-Surg Consumable | TREATMENT MESOTHERAPY PCA-R-21178 RETAIL BLEMISH CONTROL BAR 100ML | - | PCA SKIN | PCA SKIN | MEDICA TRADING LLC | - | - | Each | - | 126 | CONSUMABLES | - | - | - | - | - | - | - | - | - | - | - | - | - | - | - | - | - | - | - | - | - | - | - | - | - | - | - | - | - | - | - | - | - | - | - | - | - | - | - | - | - | - | - | MEDICA TRADING LLC | MEDICA TRADING LLC | DNF | PCA SKIN | PCA SKIN | 21178 | [14 empty] | 51241200 Dermatologic agents | [5 empty] | CONTROL BAR | SKIN | BLEMISH | [6 empty] | 100ML |  |  | MESOTHERAPY TREATMENT |  |  |  |  | RETAIL | https://www2.pcaskin.com/emailcampaign/2016/Professionals/december/price-increase-ME/PCA%20SKIN%20Fillable%20Order%20Form_January2017v3.pdf | SOURCED | [8 empty] | QC Completed | Production completed
ESI | 006 |  | SZG |  |  |  | SZG | ABC | Data Enrichment | ABC | [11 empty] | NMC | 805065 | 27772 | 2531300943 | 27772_2531300943 | Med-Surg Consumable | TREATMENT MESOTHERAPY PCA-R-21180 RETAIL INT CLARIFY 0.5% PURE RETINOL | - | PCA SKIN | PCA SKIN | MEDICA TRADING LLC | - | - | Each | - | 247.5 | CONSUMABLES | - | - | - | - | - | - | - | - | - | - | - | - | - | - | - | - | - | - | - | - | - | - | - | - | - | - | - | - | - | - | - | - | - | - | - | - | - | - | - | - | - | - | - | MEDICA TRADING LLC | MEDICA TRADING LLC | DNF | PCA SKIN | PCA SKIN | 21180 | [14 empty] | 51241200 Dermatologic agents | [5 empty] | TREATMENT | SKIN |  | PURE RETINOL NIGHT 0.5% | [5 empty] | 1ML |  |  | INTENSIVE CLARITY, MESOTHERAPY TREATMENT |  |  |  |  | RETAIL | https://www2.pcaskin.com/emailcampaign/2016/Professionals/december/price-increase-ME/PCA%20SKIN%20Fillable%20Order%20Form_January2017v3.pdf | SOURCED | [8 empty] | QC Completed | Production completed
ESI | 006 |  | SZG |  |  |  | SZG | ABC | Data Enrichment | ABC | [11 empty] | NMC | 805066 | 27773 | 2531300944 | 27773_2531300944 | Med-Surg Consumable | TREATMENT MESOTHERAPY PCA-R-21179 RETAIL INTENSIVE AGE REFINING TREATMENT 0.5% PURE RET NYT 30ML | - | PCA SKIN | PCA SKIN | MEDICA TRADING LLC | - | - | Each | - | 247.5 | CONSUMABLES | - | - | - | - | - | - | - | - | - | - | - | - | - | - | - | - | - | - | - | - | - | - | - | - | - | - | - | - | - | - | - | - | - | - | - | - | - | - | - | - | - | - | - | MEDICA TRADING LLC | MEDICA TRADING LLC | DNF | PCA SKIN | PCA SKIN | 21179 | [14 empty] | 51241200 Dermatologic agents | [5 empty] | TREATMENT | AGE REFINING |  | PURE RETINOL NIGHT 0.5% | [5 empty] | 30ML |  |  | MESOTHERAPY TREATMENT |  |  |  |  | RETAIL | https://www2.pcaskin.com/emailcampaign/2016/Professionals/december/price-increase-ME/PCA%20SKIN%20Fillable%20Order%20Form_January2017v3.pdf | SOURCED | [8 empty] | QC Completed | Production completed
ESI | 006 |  | SZG |  |  |  | SZG | ABC | Data Enrichment | ABC | [11 empty] | NMC | 805067 | 27774 | 2531300952 | 27774_2531300952 | Med-Surg Consumable | TREATMENT MESOTHERAPY PCA-R-21191 RETAIL HYALURONIC ACID LIP BOOSTER 0.24OZ | - | PCA SKIN | PCA SKIN | MEDICA TRADING LLC | - | - | Each | - | 69.75 | CONSUMABLES | - | - | - | - | - | - | - | - | - | - | - | - | - | - | - | - | - | - | - | - | - | - | - | - | - | - | - | - | - | - | - | - | - | - | - | - | - | - | - | - | - | - | - | MEDICA TRADING LLC | MEDICA TRADING LLC | DNF | PCA SKIN | PCA SKIN | 21191 | [14 empty] | 14111531 Log books or pads | [5 empty] | BOOSTER | LIP |  | HYALURONIC ACID | [5 empty] | 0.24OZ |  |  | MESOTHERAPY TREATMENT |  |  |  |  | RETAIL | https://www2.pcaskin.com/emailcampaign/2016/Professionals/december/price-increase-ME/PCA%20SKIN%20Fillable%20Order%20Form_January2017v3.pdf | SOURCED | [8 empty] | QC Completed | Production completed
ESI | 006 |  | SZG |  |  |  | SZG | ABC | Data Enrichment | ABC | [11 empty] | NMC | 805068 | 27775 | 2531300945 | 27775_2531300945 | Med-Surg Consumable | TREATMENT MESOTHERAPY PCA-R-21181 RETAIL INT BRIGHTENING TREATMENT | - | PCA SKIN | PCA SKIN | MEDICA TRADING LLC | - | - | Each | - | 247.5 | CONSUMABLES | - | - | - | - | - | - | - | - | - | - | - | - | - | - | - | - | - | - | - | - | - | - | - | - | - | - | - | - | - | - | - | - | - | - | - | - | - | - | - | - | - | - | - | MEDICA TRADING LLC | MEDICA TRADING LLC | DNF | PCA SKIN | PCA SKIN | 21181 | [14 empty] | 51241200 Dermatologic agents | [5 empty] | TREATMENT | SKIN |  | PURE RETINOL NIGHT 0.5% | [8 empty] | BRIGHTENING, MESOTHERAPY TREATMENT | [5 empty] | https://www2.pcaskin.com/emailcampaign/2016/Professionals/december/price-increase-ME/PCA%20SKIN%20Fillable%20Order%20Form_January2017v3.pdf | SOURCED | [8 empty] | QC Completed | Production completed
ESI | 006 |  | SZG |  |  |  | SZG | ABC | Data Enrichment | ABC | [11 empty] | NMC | 805069 | 27776 | 2531300946 | 27776_2531300946 | Med-Surg Consumable | TREATMENT MESOTHERAPY PCA-R-21152 RETAIL HYALURONIC ACID BOOST SERUM 28GM | - | PCA SKIN | PCA SKIN | MEDICA TRADING LLC | - | - | Each | - | 234 | CONSUMABLES | - | - | - | - | - | - | - | - | - | - | - | - | - | - | - | - | - | - | - | - | - | - | - | - | - | - | - | - | - | - | - | - | - | - | - | - | - | - | - | - | - | - | - | MEDICA TRADING LLC | MEDICA TRADING LLC | DNF | PCA SKIN | PCA SKIN | 21152 | [14 empty] | 51241200 Dermatologic agents | [5 empty] | SERUM | SKIN | [8 empty] | 28G |  | HYALURONIC ACID BOOST, MESOTHERAPY TREATMENT | [5 empty] | https://www.pcaskin.com/products/hyaluronic-acid-boosting-serum | SOURCED | [8 empty] | QC Completed | Production completed
ESI | 006 |  | SZG |  |  |  | SZG | ABC | Data Enrichment | ABC | [11 empty] | NMC | 805070 | 27777 | 2512400532 | 27777_2512400532 | Med-Surg Consumable | TREATMENT MESOTHERAPY PCA-P-13504 PROFESSIONAL NUTRIENT TONER 500ML | - | PCA SKIN | PCA SKIN | MEDICA TRADING LLC | - | - | Each | - | 450 | CONSUMABLES | - | - | - | - | - | - | - | - | - | - | - | - | - | - | - | - | - | - | - | - | - | - | - | - | - | - | - | - | - | - | - | - | - | - | - | - | - | - | - | - | - | - | - | MEDICA TRADING LLC | MEDICA TRADING LLC | DNF | PCA SKIN | PCA SKIN | 13504 | [14 empty] | 51241200 Dermatologic agents | [5 empty] | TONER | SKIN | [7 empty] | 500ML |  |  | NUTRIENT, PROFESSIONAL , MESOTHERAPY TREATMENT | [5 empty] | https://www2.pcaskin.com/emailcampaign/2016/Professionals/december/price-increase-ME/PCA%20SKIN%20Fillable%20Order%20Form_January2017v3.pdf | SOURCED | [8 empty] | QC Completed | Production completed
ESI | 006 |  | SZG |  |  |  | SZG | ABC | Data Enrichment | ABC | [11 empty] | NMC | 805071 | 27778 | 2531300947 | 27778_2531300947 | Med-Surg Consumable | TREATMENT MESOTHERAPY PCA-R-21114 RETAIL IDEAL COMPLEX EYE GEL 0.5OZ 15ML | - | PCA SKIN | PCA SKIN | MEDICA TRADING LLC | - | - | Each | - | 184.5 | CONSUMABLES | - | - | - | - | - | - | - | - | - | - | - | - | - | - | - | - | - | - | - | - | - | - | - | - | - | - | - | - | - | - | - | - | - | - | - | - | - | - | - | - | - | - | - | MEDICA TRADING LLC | MEDICA TRADING LLC | DNF | PCA SKIN | PCA SKIN | 21114 | [14 empty] | 51241100 Ophthalmic agents | [5 empty] | GEL | OPHTHALMIC | [7 empty] | 0.5OZ |  |  | RETAIL IDEAL COMPLEX, MESOTHERAPY TREATMENT | [5 empty] | https://www2.pcaskin.com/emailcampaign/2016/Professionals/december/price-increase-ME/PCA%20SKIN%20Fillable%20Order%20Form_January2017v3.pdf | SOURCED | [8 empty] | QC Completed | Production completed
ESI | 006 |  | SZG |  |  |  | SZG | ABC | Data Enrichment | ABC | [11 empty] | NMC | 805072 | 27779 | 2512400533 | 27779_2512400533 | Med-Surg Consumable | PEEL DERMATOLOGY PCA-P-11225 PROFESSIONAL HYDROQUINONE FREE 60ML | - | PCA SKIN | PCA SKIN | MEDICA TRADING LLC | - | - | Each | - | 950 | CONSUMABLES | - | - | - | - | - | - | - | - | - | - | - | - | - | - | - | - | - | - | - | - | - | - | - | - | - | - | - | - | - | - | - | - | - | - | - | - | - | - | - | - | - | - | - | MEDICA TRADING LLC | MEDICA TRADING LLC | DNF | PCA SKIN | PCA SKIN | 11225 | [14 empty] | 51241200 Dermatologic agents | [5 empty] | SOLUTION | SKIN | [7 empty] | 60ML |  |  | PROFESSIONAL HYDROQUINONE FREE, MESOTHERAPY TREATMENT | [5 empty] | https://www2.pcaskin.com/emailcampaign/2016/Professionals/december/price-increase-ME/PCA%20SKIN%20Fillable%20Order%20Form_January2017v3.pdf | SOURCED | [8 empty] | QC Completed | Production completed
ESI | 006 |  | SZG |  |  |  | SZG | ABC | Data Enrichment | ABC | [11 empty] | NMC | 805073 | 27780 | 2531300948 | 27780_2531300948 | Med-Surg Consumable | TREATMENT MESOTHERAPY PCA-R-21132 RETAIL WEIGHTLESS PROT SPF 45.2.2 OZ | - | PCA SKIN | PCA SKIN | MEDICA TRADING LLC | - | - | Each | - | 94.5 | CONSUMABLES | - | - | - | - | - | - | - | - | - | - | - | - | - | - | - | - | - | - | - | - | - | - | - | - | - | - | - | - | - | - | - | - | - | - | - | - | - | - | - | - | - | - | - | MEDICA TRADING LLC | MEDICA TRADING LLC | DNF | PCA SKIN | PCA SKIN | 21132 | [14 empty] | 51241200 Dermatologic agents | [5 empty] | SOLUTION | SKIN | [7 empty] | 2.2OZ |  |  | WEIGHTLESS PROTECTION BROAD SPECTRUM, SPF 45, MESOTHERAPY TREATMENT | [5 empty] | https://www2.pcaskin.com/emailcampaign/2016/Professionals/december/price-increase-ME/PCA%20SKIN%20Fillable%20Order%20Form_January2017v3.pdf | SOURCED | [8 empty] | QC Completed | Production completed
ESI | 006 |  | SZG |  |  |  | SZG | ABC | Data Enrichment | ABC | [11 empty] | NMC | 805074 | 27781 | 2531300949 | 27781_2531300949 | Med-Surg Consumable | TREATMENT MESOTHERAPY PCA-R-21133 RETAIL REBALANCE 50ML | - | PCA SKIN | PCA SKIN | MEDICA TRADING LLC | - | - | Each | - | 126 | CONSUMABLES | - | - | - | - | - | - | - | - | - | - | - | - | - | - | - | - | - | - | - | - | - | - | - | - | - | - | - | - | - | - | - | - | - | - | - | - | - | - | - | - | - | - | - | MEDICA TRADING LLC | MEDICA TRADING LLC | DNF | PCA SKIN | PCA SKIN | 21133 | [14 empty] | 51241200 Dermatologic agents | [5 empty] | MOISTURIZER | SKIN | REBALANCE | [6 empty] | 50ML |  |  | MESOTHERAPY TREATMENT | [5 empty] | https://www2.pcaskin.com/emailcampaign/2016/Professionals/december/price-increase-ME/PCA%20SKIN%20Fillable%20Order%20Form_January2017v3.pdf | SOURCED | [8 empty] | QC Completed | Production completed
ESI | 006 |  | SZG |  |  |  | SZG | ABC | Data Enrichment | ABC | [11 empty] | NMC | 805075 | 27782 | 2512400534 | 27782_2512400534 | Med-Surg Consumable | PEEL DERMATOLOGY PCA-P-11263 PROFESSIONAL SENSI PEEL 60ML | - | PCA SKIN | PCA SKIN | MEDICA TRADING LLC | - | - | Each | - | 1000 | CONSUMABLES | - | - | - | - | - | - | - | - | - | - | - | - | - | - | - | - | - | - | - | - | - | - | - | - | - | - | - | - | - | - | - | - | - | - | - | - | - | - | - | - | - | - | - | MEDICA TRADING LLC | MEDICA TRADING LLC | DNF | PCA SKIN | PCA SKIN | 11263 | [14 empty] | 53131613 Facial care products | [5 empty] | CHEMICAL | SKIN | PROFESSIONAL SENSI PEEL | [6 empty] | 60ML |  |  | MESOTHERAPY TREATMENT | [5 empty] | https://www2.pcaskin.com/emailcampaign/2016/Professionals/december/price-increase-ME/PCA%20SKIN%20Fillable%20Order%20Form_January2017v3.pdf | SOURCED | [8 empty] | QC Completed | Production completed
ESI | 006 |  | SZG |  |  |  | SZG | ABC | Data Enrichment | ABC | [11 empty] | NMC | 805084 | 27844 | 2421401280 | 27844_2421401280 | Med-Surg Consumable | FILTER SUCTION 4830-014 BACTITRAP PIPELINE PROTECTOR DISPOSABLE 48's | - | PENLON | 4830-014 | AL MASHRIQ MEDICAL SUPPLIES LLC | - | - | BOX | - | 1296 | CONSUMABLES | - | - | - | - | - | - | - | - | - | - | - | - | - | - | - | - | - | - | - | - | - | - | - | - | - | - | - | - | - | - | - | - | - | - | - | - | - | - | - | - | - | - | - | AL MASHRIQ MEDICAL SUPPLIES LLC | AL MASHRIQ MEDICAL SUPPLIES LLC | DNF | PENLON | PENLON | 4830-014 | EA | 1 | PK | 48 | [10 empty] | 42272219 Ventilator heat or moisture exchangers or filters | [5 empty] | FILTER | SUCTION | BACTITRAP | [9 empty] | PIPELINE PROTECTOR, SINGLE UNIT |  |  | DISPOSABLE |  |  | https://www.penlon.com/Product-Groups/Suction-Control/BactiTrap | SOURCED | UPDATED FROM web site | [7 empty] | QC Completed | Production completed
ESI | 006 |  | SZG |  |  |  | SZG | ABC | Data Enrichment | ABC | [11 empty] | NMC | 805115 | 27888 | 2411104858 | 27888_2411104858 | Med-Surg Consumable | KIT MICROBIOLOGY 3515-0010 SARS-COV-2 REAL TIME RT-QPCR ORF1AB AND N GENES | - | PERKIN ELMER | 3515-0010 | MILAB SCIENTIFIC & LABORATORY EQUIPMENT TRADING LLC | - | - | Each | - | 8.5 | CONSUMABLES | - | - | - | - | - | - | - | - | - | - | - | - | - | - | - | - | - | - | - | - | - | - | - | - | - | - | - | - | - | - | - | - | - | - | - | - | - | - | - | - | - | - | - | MILAB SCIENTIFIC & LABORATORY EQUIPMENT TRADING LLC | MILAB SCIENTIFIC & LABORATORY EQUIPMENT TRADING LLC | DNF | PERKINELMER INC | PERKINELMER INC | 3515-0010 | [14 empty] | 41116144 Virology test kits or supplies | [5 empty] | KIT | VIROLOGY TEST |  | SARS-COV-2 | [8 empty] | REAL TIME RT-QPCR ORF1AB AND N GENES, 96 TEST |  |  |  |  | MICROBIOLOGY | https://resources.perkinelmer.com/lab-solutions/resources/docs/FLY-113789-RT-PCR-Assay.pdf?_ga=2.263648837.85986812.1635425619-7980827.1621530040 | SOURCED | [8 empty] | QC Completed | Production completed
ESI | 006 |  | SZG |  |  |  | SZG | ABC | Data Enrichment | ABC | [11 empty] | NMC | 805182 | 28023 | 2411102612 | 28023_2411102612 | Med-Surg Consumable | KIT MICROBIOLOGY TEST IM/010 INFECTIOUS MONONUCLEOSIS IM LATEX 50T WITH CONTROLS | - | PLASMATEC | IM/010 | AL ABBAR MEDICAL & SCIENTIFIC SUPPLIES. | - | - | BOX | - | 95 | CONSUMABLES | - | - | - | - | - | - | - | - | - | - | - | - | - | - | - | - | - | - | - | - | - | - | - | - | - | - | - | - | - | - | - | - | - | - | - | - | - | - | - | - | - | - | - | AL ABBAR MEDICAL & SCIENTIFIC SUPPLIES | AL ABBAR MEDICAL & SCIENTIFIC SUPPLIES | DNF | PLASMATEC | PLASMATEC | IM/010 | [14 empty] | 41116129 Microbiology or bacteriology test kits or supplies | [5 empty] | KIT | MICROBIOLOGY TEST |  | INFECTIOUS MONONUCLEOSIS IM | [8 empty] | LATEX WITH CONTROL, 50 TEST | [5 empty] | https://www.insumedica.cl/wp-content/uploads/2019/03/Ficha-Te%CC%81cnica-IM-LATEX.pdf | THIRD PARTY | [8 empty] | QC Completed | Production completed
ESI | 006 |  | SZG |  |  |  | SZG | ABC | Data Enrichment | ABC | [11 empty] | NMC | 805185 | 28034 | 2411104501 | 28034_2411104501 | Med-Surg Consumable | KIT MICROBIOLOGY TEST FEBRILE AG LATEX PLASMATECH WITH CONTROL 8 X 5ML | - | PLASMATECH | PLASMATEC | AL ABBAR MEDICAL & SCIENTIFIC SUPPLIES. | - | - | BOX | - | 160 | CONSUMABLES | - | - | - | - | - | - | - | - | - | - | - | - | - | - | - | - | - | - | - | - | - | - | - | - | - | - | - | - | - | - | - | - | - | - | - | - | - | - | - | - | - | - | - | AL ABBAR MEDICAL & SCIENTIFIC SUPPLIES | AL ABBAR MEDICAL & SCIENTIFIC SUPPLIES | DNF | PLASMATEC | PLASMATEC | DNF | EA | 1 | PK | 8 | [10 empty] | 41116129 Microbiology or bacteriology test kits or supplies | [5 empty] | KIT | MICROBIOLOGY TEST |  | FEBRILE AG LATEX | [5 empty] | 5ML |  |  | PLASMATECH WITH CONTROL | [5 empty] | URL NOT FOUND | UNSOURCED | UPDATED FROM input | [7 empty] | QC Completed | Production completed
ESI | 006 |  | SZG |  |  |  | SZG | ABC | Data Enrichment | ABC | [11 empty] | NMC | 805187 | 28036 | 2422922261 | 28036_2422922261 | Med-Surg Consumable | URINE CONTAINER 60ML STERILE SINGLE WRAP & LEAK PROOF 500'S REF# PM19001 MFR: PINMED-CHINA | - | PLASTILAB | PLASTI LAB | Al Shaan Medical Equipment Tr LLC | - | - | BOX | - | 110 | CONSUMABLES | - | - | - | - | - | - | - | - | - | - | - | - | - | - | - | - | - | - | - | - | - | - | - | - | - | - | - | - | - | - | - | - | - | - | - | - | - | - | - | - | - | - | - | AL SHAAN MEDICAL EQUIPMENT TR LLC | AL SHAAN MEDICAL EQUIPMENT TR LLC | DNF | PLASTILAB | PLASTILAB | PM19001 | EA | 1 | PK | [11 empty] | 41104112 Urine collection containers | [5 empty] | CONTAINER | URINE COLLECTION | [7 empty] | 60ML |  |  | SINGLE WRAP & LEAK PROOF | STERILE |  |  |  | PINMED-CHINA | URL NOT FOUND | UNSOURCED | UPDATED FROM input | [7 empty] | QC Completed | Production completed
ESI | 006 |  | SZG |  |  |  | SZG | ABC | Data Enrichment | ABC | [11 empty] | NMC | 805270 | 28295 | 2421506027 | 28295_2421506027 | Med-Surg Consumable | RINSES ROOT CANAL OXSH53 HYPOSOL 3% SODIUM HYPOCHLORITE 500ML | - | PREVEST DENPRO | OXSH53 | AL ARABIA MEDICAL SURGICAL EQUIPMENT TRADING LLC. | - | - | Each | - | 40 | CONSUMABLES | - | - | - | - | - | - | - | - | - | - | - | - | - | - | - | - | - | - | - | - | - | - | - | - | - | - | - | - | - | - | - | - | - | - | - | - | - | - | - | - | - | - | - | AL ARABIA MEDICAL SURGICAL EQUIPMENT TRADING LLC | AL ARABIA MEDICAL SURGICAL EQUIPMENT TRADING LLC | DNF | PREVEST DENPRO | PREVEST DENPRO | OXSH53 | [14 empty] | 42151693 Endodontic root canal preparers | [5 empty] | SOLUTION | ENDODONTIC | HYPOSOL | SODIUM HYPOCHLORITE 3% | [5 empty] | 500ML |  |  | FOR ROOT CANAL RINSE | [5 empty] | URL NOT FOUND | UNSOURCED | [8 empty] | QC Completed | Production completed
ESI | 006 |  | SZG |  |  |  | SZG | ABC | Data Enrichment | ABC | [11 empty] | NMC | 805273 | 28298 | 2421509188 | 28298_2421509188 | Med-Surg Consumable | SOLUTION DISINFECTANT ROOT CANAL CAMPHENOL PARACHLOPHENOL PREVEST DENPRO 15ML | - | PREVEST DENSPRO | PREVEST | AL ARABIA MEDICAL SURGICAL EQUIPMENT TRADING LLC. | - | - | Each | - | 40 | CONSUMABLES | - | - | - | - | - | - | - | - | - | - | - | - | - | - | - | - | - | - | - | - | - | - | - | - | - | - | - | - | - | - | - | - | - | - | - | - | - | - | - | - | - | - | - | AL ARABIA MEDICAL SURGICAL EQUIPMENT TRADING LLC | AL ARABIA MEDICAL SURGICAL EQUIPMENT TRADING LLC | DNF | PREVEST DENPRO | PREVEST DENPRO | DNF | [14 empty] | 42151693 Endodontic root canal preparers | [5 empty] | SOLUTION | ENDODONTIC | CAMPHENOL | PARACHLOPHENOL | [5 empty] | 15ML |  |  | DISINFECTANT SOLUTION ROOT CANAL | [5 empty] | URL NOT FOUND | UNSOURCED | [8 empty] | QC Completed | Production completed
ESI | 006 |  | SZG |  |  |  | SZG | ABC | Data Enrichment | ABC | [11 empty] | NMC | 805308 | 29021 | 2421801249 | 29021_2421801249 | Med-Surg Consumable | PANEL ALLERGENS PROTIA ALLERGY-Q 64 FOOD TESTING 50UL SERUM OR PLASMA QUANTITATIVE ANALYSIS WITH MULTIPLE 20T | - | PROTEOME TECH INC | - | GULF MED FZE | - | - | BOX | - | 1400 | CONSUMABLES | - | - | - | - | - | - | - | - | - | - | - | - | - | - | - | - | - | - | - | - | - | - | - | - | - | - | - | - | - | - | - | - | - | - | - | - | - | - | - | - | - | - | - | GULF MED FZE | GULF MED FZE | DNF | PROTEOME TECH INC | PROTEOME TECH INC | DNF | [14 empty] | 41116127 Immunology or serology reagents or solutions or stains | [5 empty] | PANEL | ALLERGENS | PROTIA ALLERGY-Q | 64 FOOD PANEL IN SERUM OR PLASMA | [5 empty] | 50MU L |  |  | QUANTITATIVE ANALYSIS WITH MULTIPLE, 20 TEST | [5 empty] | URL NOT FOUND | UNSOURCED | [8 empty] | QC Completed | Production completed
ESI | 006 |  | SZG |  |  |  | SZG | ABC | Data Enrichment | ABC | [11 empty] | NMC | 805338 | 29069 | 2411104176 | 29069_2411104176 | Med-Surg Consumable | CONTROL MICROBIOLOGY 635013 AMNISURE POSITIVE AND NEGATIVE ROM TEST KIT | - | QIAGEN | 635013 | BIOMED HEALTH CARE TRADING LLC | - | - | KIT | - | 350 | CONSUMABLES | - | - | - | - | - | - | - | - | - | - | - | - | - | - | - | - | - | - | - | - | - | - | - | - | - | - | - | - | - | - | - | - | - | - | - | - | - | - | - | - | - | - | - | BIOMED HEALTH CARE TRADING LLC | BIOMED HEALTH CARE TRADING LLC | DNF | QIAGEN INC | QIAGEN INC | 635013 | [14 empty] | 41116132 Microbiology or bacteriology quality controls or calibrators or standards | [5 empty] | CONTROL | MICROBIOLOGY | AMNISURE | [9 empty] | POSITIVE, NEGATIVE, ROM TEST, KIT | [5 empty] | https://www.qiagen.com/re/resources/download.aspx?id=129d1ef9-b069-457d-97f7-4f85486021c0&lang=en | SOURCED | [8 empty] | QC Completed | Production completed
ESI | 006 |  | SZG |  |  |  | SZG | ABC | Data Enrichment | ABC | [11 empty] | NMC | 805362 | 29171 | 2411200266 | 29171_2411200266 | Med-Surg Consumable | DROP STAND LABORATORY 340101-0000 IMMERSION 100 RAL 10X10ML | - | RAL DIAGNOSTIC | 340101-0000 | AL ZAHRAWI MEDICAL SERVICES CO. W.L.L. | - | - | BOX | - | 350 | CONSUMABLES | - | - | - | - | - | - | - | - | - | - | - | - | - | - | - | - | - | - | - | - | - | - | - | - | - | - | - | - | - | - | - | - | - | - | - | - | - | - | - | - | - | - | - | AL ZAHRAWI MEDICAL SERVICES CO WLL | AL ZAHRAWI MEDICAL SERVICES CO WLL | DNF | RAL DIAGNOSTIC | RAL DIAGNOSTIC | 340101-0000 | EA | 1 | PK | 10 | [10 empty] | 41122600 Laboratory microscope slides and supplies | [5 empty] | DROP STAND | LABORATORY |  | IMMERSION 100 | [5 empty] | 10ML | [8 empty] | http://www.cosmosbiomedical.com/MSDS/RAL-Immersion-Oil-IFU.pdf | THIRD PARTY | UPDATED FROM input | [7 empty] | QC Completed | Production completed
ESI | 006 |  | SZG |  |  |  | SZG | ABC | Data Enrichment | ABC | [11 empty] | NMC | 805367 | 29176 | 2422924736 | 29176_2422924736 | Med-Surg Consumable | FIX RAL 555 # 362870-1000 (1 LITRE/BTL) ***MFR: RAL DIAGNOSTIC, FRANCE | - | RAL DIAGNOSTIC | RAL DIAGNOSTIC | AL ZAHRAWI MEDICAL SERVICES CO. W.L.L. | - | - | Each | - | 500 | CONSUMABLES | - | - | - | - | - | - | - | - | - | - | - | - | - | - | - | - | - | - | - | - | - | - | - | - | - | - | - | - | - | - | - | - | - | - | - | - | - | - | - | - | - | - | - | AL ZAHRAWI MEDICAL SERVICES CO WLL | AL ZAHRAWI MEDICAL SERVICES CO WLL | DNF | RAL DIAGNOSTIC | RAL DIAGNOSTIC | 362870-1000 | [14 empty] | 41116121 Hematology reagents or solutions or stains | [5 empty] | STAIN | HEMATOLOGY | FIXER 555 | [6 empty] | 1L |  |  | BOTTLE | [5 empty] | https://www.dutscher.com/article/673235?language=en | THIRD PARTY | [8 empty] | QC Completed | Production completed
ESI | 006 |  | SZG |  |  |  | SZG | ABC | Data Enrichment | ABC | [11 empty] | NMC | 805368 | 29199 | 2411101525 | 29199_2411101525 | Med-Surg Consumable | CONTROL SEROLOGY RQ9151 RIQAS HIV/HEPATITIS VIAL SIZE 5X2ML | - | RANDOX LABORATORIES | RQ9151 | GULF DRUG LLC | - | - | BOX | - | 1575 | CONSUMABLES | - | - | - | - | - | - | - | - | - | - | - | - | - | - | - | - | - | - | - | - | - | - | - | - | - | - | - | - | - | - | - | - | - | - | - | - | - | - | - | - | - | - | - | GULF DRUG LLC | GULF DRUG LLC | DNF | RANDOX LABORATORIES PRIVATE LIMITED | RANDOX LABORATORIES PRIVATE LIMITED | RQ9151 | EA | 1 | PK | 12 | [10 empty] | 41116145 Virology quality controls or calibrators or standards | [5 empty] | CONTROL | VIROLOGY | RIQAS | HIV/HEPATITIS | [5 empty] | 1.8ML |  |  | VIAL | [5 empty] | https://www.randox.com/hiv-hepatitis-eqa/ | SOURCED | UPDATED FROM web site | [7 empty] | QC Completed | Production completed
ESI | 006 |  | SZG |  |  |  | SZG | ABC | Data Enrichment | ABC | [11 empty] | NMC | 805369 | 29200 | 2411101526 | 29200_2411101526 | Med-Surg Consumable | CONTROL SEROLOGY RQ9154 RIQAS SYPHILS VIAL SIZE 3X1ML | - | RANDOX LABORATORIES | RQ9154 | GULF DRUG LLC | - | - | BOX | - | 1050 | CONSUMABLES | - | - | - | - | - | - | - | - | - | - | - | - | - | - | - | - | - | - | - | - | - | - | - | - | - | - | - | - | - | - | - | - | - | - | - | - | - | - | - | - | - | - | - | GULF DRUG LLC | GULF DRUG LLC | DNF | RANDOX LABORATORIES PRIVATE LIMITED | RANDOX LABORATORIES PRIVATE LIMITED | RQ9154 | EA | 1 | PK | 6 | [10 empty] | 41116145 Virology quality controls or calibrators or standards | [5 empty] | CONTROL | VIROLOGY | RIQAS | SYPHILIS | [5 empty] | 1ML |  |  | VIAL | [5 empty] | https://www.randox.com/syphilis-eqa/ | SOURCED | UPDATED FROM web site | [7 empty] | QC Completed | Production completed
ESI | 006 |  | SZG |  |  |  | SZG | ABC | Data Enrichment | ABC | [11 empty] | NMC | 805370 | 29206 | 2411104353 | 29206_2411104353 | Med-Surg Consumable | CONTROL IMMUNOLOGY SCV2MQC SARS COV-2 MEDIUM Q POSITIVE RANDOX 5 X 0.5ML | - | RANDOX LABORATORIES | SCV2MQC | GULF DRUG LLC | - | - | BOX | - | 2000 | CONSUMABLES | - | - | - | - | - | - | - | - | - | - | - | - | - | - | - | - | - | - | - | - | - | - | - | - | - | - | - | - | - | - | - | - | - | - | - | - | - | - | - | - | - | - | - | GULF DRUG LLC | GULF DRUG LLC | DNF | RANDOX LABORATORIES PRIVATE LIMITED | RANDOX LABORATORIES PRIVATE LIMITED | SCV2MQC | EA | 1 | PK | 5 | [10 empty] | 41116128 Immunology or serology quality controls or calibrators or standards | [5 empty] | CONTROL | IMMUNOLOGY |  | SARS-COV-2 | [5 empty] | 0.5ML |  |  | POSITIVE, MEDIUM Q | [5 empty] | https://f.hubspotusercontent30.net/hubfs/5988939/Qnostics/Qnostics-SARS-CoV-2-Controls-APR20.pdf | THIRD PARTY | UPDATED FROM input | [7 empty] | QC Completed | Production completed
ESI | 006 |  | SZG |  |  |  | SZG | ABC | Data Enrichment | ABC | [11 empty] | NMC | 805371 | 29207 | 2411104354 | 29207_2411104354 | Med-Surg Consumable | CONTROL IMMUNOLOGY TMNQC NEGATIVE Q FOR SARS COV-2 RANDOX 5 X 0.5ML | - | RANDOX LABORATORIES | TMNQC | GULF DRUG LLC | - | - | BOX | - | 1900 | CONSUMABLES | - | - | - | - | - | - | - | - | - | - | - | - | - | - | - | - | - | - | - | - | - | - | - | - | - | - | - | - | - | - | - | - | - | - | - | - | - | - | - | - | - | - | - | GULF DRUG LLC | GULF DRUG LLC | DNF | RANDOX LABORATORIES PRIVATE LIMITED | RANDOX LABORATORIES PRIVATE LIMITED | TMNQC | EA | 1 | PK | 5 | [10 empty] | 41116128 Immunology or serology quality controls or calibrators or standards | [5 empty] | CONTROL | IMMUNOLOGY |  | SARS-COV-2 | [5 empty] | 0.5ML |  |  | NEGATIVE Q | [5 empty] | https://f.hubspotusercontent30.net/hubfs/5988939/Qnostics/Qnostics-SARS-CoV-2-Controls-APR20.pdf | THIRD PARTY | UPDATED FROM input | [7 empty] | QC Completed | Production completed
ESI | 006 |  | SZG |  |  |  | SZG | ABC | Data Enrichment | ABC | [11 empty] | NMC | 805378 | 29240 | 2411104923 | 29240_2411104923 | Med-Surg Consumable | TEST CHEMISTRY 11010102 AUTOMATED DIFFERENTIAL WBC, WCC, NEUT/ GRAN, LYMPH, MONO, EOS, BASO 2 SAMPLES OF BLOOD 2.0-3.5 ML | - | RCPA | 11010102 | PANACEA MEDIZINTECH LLC | - | - | BOX | - | 2900 | CONSUMABLES | - | - | - | - | - | - | - | - | - | - | - | - | - | - | - | - | - | - | - | - | - | - | - | - | - | - | - | - | - | - | - | - | - | - | - | - | - | - | - | - | - | - | - | PANACEA MEDIZINTECH LLC | PANACEA MEDIZINTECH LLC | DNF | RCPA | RCPA | 11010102 | [14 empty] | 41116120 Hematology test kits or supplies | [5 empty] | KIT | HEMATOLOGY TEST |  | AUTOMATED DIFFERENTIAL – OPTION 1 WBC, WCC, NEUT/ GRAN, LYMPH, MONO, EOS, BASO 2 SAMPLES OF BLOOD | [5 empty] | 2-3.5ML |  |  | AUTOMATED | [5 empty] | https://rcpaqap.com.au/products/haematology/ | SOURCED | [8 empty] | QC Completed | Production completed
ESI | 006 |  | SZG |  |  |  | SZG | ABC | Data Enrichment | ABC | [11 empty] | NMC | 805385 | 29259 | 2411102115 | 29259_2411102115 | Med-Surg Consumable | TUBE BLOOD CELL THERAPY RK-BCT-3 REGENKIT BCT-3 PRP3 | - | REGENLAB | RK-BCT-3 | Regen Horizon Medical Surgical Equipment & Instruments Trading LLC | - | - | KIT | - | 800 | CONSUMABLES | - | - | - | - | - | - | - | - | - | - | - | - | - | - | - | - | - | - | - | - | - | - | - | - | - | - | - | - | - | - | - | - | - | - | - | - | - | - | - | - | - | - | - | REGEN HORIZON MEDICAL SURGICAL EQUIPMENT & INSTRUMENTS TRADING LLC | REGEN HORIZON MEDICAL SURGICAL EQUIPMENT & INSTRUMENTS TRADING LLC | DNF | REGEN LAB | REGEN LAB | RK-BCT-3 | EA | 1 | PK | [11 empty] | 41104107 VACUUM BLOOD COLLECTION TUBES OR CONTAINERS | [5 empty] | TUBE | BLOOD COLLECTION | MICROTAINER | K2EDTA | [5 empty] | 5ML-6ML | 10ML |  |  |  |  | DISPOSABLE |  |  | https://lmtsurgical.com/wp-content/uploads/2020/03/RegenKitBCT-ProductInfo.pdf | THIRD PARTY | UPDATED FROM input | [7 empty] | QC Completed | Production completed
ESI | 006 |  | SZG |  |  |  | SZG | ABC | Data Enrichment | ABC | [11 empty] | NMC | 805418 | 29313 | 2531300291 | 29313_2531300291 | Med-Surg Consumable | LIQUID 80212/ 80812 ENZYME PEELING LIQUID 500 ML | - | REVIDERM | 80212 | SPECIALIZED BEAUTY | - | - | Each | - | 690 | CONSUMABLES | - | - | - | - | - | - | - | - | - | - | - | - | - | - | - | - | - | - | - | - | - | - | - | - | - | - | - | - | - | - | - | - | - | - | - | - | - | - | - | - | - | - | - | SPECIALIZED BEAUTY | SPECIALIZED BEAUTY | DNF | REVIDERM AG | REVIDERM AG | 80212 | [14 empty] | 51241200 Dermatologic agents | [5 empty] | SOLUTION | SKIN CARE |  | ENZYME PEELING LIQUID | [5 empty] | 500ML | [8 empty] | https://revidermgreece-gr.translate.goog/product/enzyme-peeling-liquid-100ml/?_x_tr_sl=el&_x_tr_tl=en&_x_tr_hl=en&_x_tr_pto=sc | SOURCED | [8 empty] | QC Completed | Production completed
ESI | 006 |  | SZG |  |  |  | SZG | ABC | Data Enrichment | ABC | [11 empty] | NMC | 805419 | 29314 | 2531300292 | 29314_2531300292 | Med-Surg Consumable | LIQUID 80221 ENZYME PEELING PASTE 200 ML | - | REVIDERM | 80221 | SPECIALIZED BEAUTY | - | - | Each | - | 195 | CONSUMABLES | - | - | - | - | - | - | - | - | - | - | - | - | - | - | - | - | - | - | - | - | - | - | - | - | - | - | - | - | - | - | - | - | - | - | - | - | - | - | - | - | - | - | - | SPECIALIZED BEAUTY | SPECIALIZED BEAUTY | DNF | REVIDERM AG | REVIDERM AG | 80221 | [14 empty] | 51241200 Dermatologic agents | [5 empty] | PASTE | SKIN CARE |  | ENZYME PEELING | [5 empty] | 200ML | [7 empty] | LIQUID | https://revidermgreece-gr.translate.goog/product/enzyme-peeling-paste-200ml/?_x_tr_sl=el&_x_tr_tl=en&_x_tr_hl=en&_x_tr_pto=sc | SOURCED | [8 empty] | QC Completed | Production completed
ESI | 006 |  | SZG |  |  |  | SZG | ABC | Data Enrichment | ABC | [11 empty] | NMC | 805420 | 29315 | 2531300189 | 29315_2531300189 | Med-Surg Consumable | SET PCA DERMATOLOGY INCLUDING PCA 28 30ML AND POST MASK 200ML | - | REVIDERM | REVIDERM | SPECIALIZED BEAUTY | - | - | SET | - | 1000 | CONSUMABLES | - | - | - | - | - | - | - | - | - | - | - | - | - | - | - | - | - | - | - | - | - | - | - | - | - | - | - | - | - | - | - | - | - | - | - | - | - | - | - | - | - | - | - | SPECIALIZED BEAUTY | SPECIALIZED BEAUTY | DNF | REVIDERM AG | REVIDERM AG | DNF | [14 empty] | 51241200 Dermatologic agents | [5 empty] | SET | DERMATOLOGY | [10 empty] | DERMATOLOGY INCLUDING PCA 28 30ML AND POST MASK 200ML | [5 empty] | URL NOT FOUND | UNSOURCED | [8 empty] | QC Completed | Production completed
ESI | 006 |  | SZG |  |  |  | SZG | ABC | Data Enrichment | ABC | [11 empty] | NMC | 805421 | 29316 | 2512440480 | 29316_2512440480 | Med-Surg Consumable | REVIDERM - AHA GEL FLUID MASK - 100ML - 50102 PROF. | - | REVIDERM | REVIDERM | SPECIALIZED BEAUTY | - | - | Each | - | 220 | CONSUMABLES | - | - | - | - | - | - | - | - | - | - | - | - | - | - | - | - | - | - | - | - | - | - | - | - | - | - | - | - | - | - | - | - | - | - | - | - | - | - | - | - | - | - | - | SPECIALIZED BEAUTY | SPECIALIZED BEAUTY | DNF | REVIDERM AG | REVIDERM AG | 50102 | [14 empty] | 51241200 Dermatologic agents | [5 empty] | MASK | SKIN | AHA | GEL FLUID | [5 empty] | 100ML | [7 empty] | PROF | https://revidermgreece-gr.translate.goog/product/aha-gel-fluid-mask-100ml/?_x_tr_sl=el&_x_tr_tl=en&_x_tr_hl=en&_x_tr_pto=sc | SOURCED | [8 empty] | QC Completed | Production completed
ESI | 006 |  | SZG |  |  |  | SZG | ABC | Data Enrichment | ABC | [11 empty] | NMC | 805422 | 29317 | 2512440483 | 29317_2512440483 | Med-Surg Consumable | REVIDERM - CALMING HYDRO MASK - 200ML - 80238 PROF. | - | REVIDERM | REVIDERM | SPECIALIZED BEAUTY | - | - | Each | - | 335.75 | CONSUMABLES | - | - | - | - | - | - | - | - | - | - | - | - | - | - | - | - | - | - | - | - | - | - | - | - | - | - | - | - | - | - | - | - | - | - | - | - | - | - | - | - | - | - | - | SPECIALIZED BEAUTY | SPECIALIZED BEAUTY | DNF | REVIDERM AG | REVIDERM AG | 80238 | [14 empty] | 51241200 Dermatologic agents | [5 empty] | MASK | SKIN | CALMING | [6 empty] | 200ML |  |  | HYDRATING MASK |  |  |  |  | PROF | https://revidermgreece-gr.translate.goog/product/calming-hydro-mask-200ml/?_x_tr_sl=el&_x_tr_tl=en&_x_tr_hl=en&_x_tr_pto=sc | SOURCED | [8 empty] | QC Completed | Production completed
ESI | 006 |  | SZG |  |  |  | SZG | ABC | Data Enrichment | ABC | [11 empty] | NMC | 805423 | 29318 | 2512440485 | 29318_2512440485 | Med-Surg Consumable | REVIDERM - CLEANSING MILK - 500 ML - 80209 PROF. | - | REVIDERM | REVIDERM | SPECIALIZED BEAUTY | - | - | Each | - | 200 | CONSUMABLES | - | - | - | - | - | - | - | - | - | - | - | - | - | - | - | - | - | - | - | - | - | - | - | - | - | - | - | - | - | - | - | - | - | - | - | - | - | - | - | - | - | - | - | SPECIALIZED BEAUTY | SPECIALIZED BEAUTY | DNF | REVIDERM AG | REVIDERM AG | 80209 | [14 empty] | 51241200 Dermatologic agents | [5 empty] | SOLUTION | SKIN |  | CLEANSING MILK | [5 empty] | 500ML | [7 empty] | PROF | https://revidermgreece-gr.translate.goog/product/ceansing-milk-500ml/?_x_tr_sl=el&_x_tr_tl=en&_x_tr_hl=en&_x_tr_pto=sc | SOURCED | [8 empty] | QC Completed | Production completed
ESI | 006 |  | SZG |  |  |  | SZG | ABC | Data Enrichment | ABC | [11 empty] | NMC | 805424 | 29319 | 2512440489 | 29319_2512440489 | Med-Surg Consumable | REVIDERM - ECM REPAIR CONCENTRATE HD- 50 ML - 80294 PROF. | - | REVIDERM | REVIDERM | SPECIALIZED BEAUTY | - | - | Each | - | 263.5 | CONSUMABLES | - | - | - | - | - | - | - | - | - | - | - | - | - | - | - | - | - | - | - | - | - | - | - | - | - | - | - | - | - | - | - | - | - | - | - | - | - | - | - | - | - | - | - | SPECIALIZED BEAUTY | SPECIALIZED BEAUTY | DNF | REVIDERM AG | REVIDERM AG | 80294 | [14 empty] | 51241200 Dermatologic agents | [5 empty] | SERUM | SKIN | ECM REPAIR CONCENTRATE HD | [6 empty] | 50ML | [7 empty] | PROF | https://revidermgreece-gr.translate.goog/product/ecm-repair-cpncetrate-hd-50m/?_x_tr_sl=el&_x_tr_tl=en&_x_tr_hl=en&_x_tr_pto=sc | SOURCED | [8 empty] | QC Completed | Production completed
ESI | 006 |  | SZG |  |  |  | SZG | ABC | Data Enrichment | ABC | [11 empty] | NMC | 805425 | 29320 | 2512440493 | 29320_2512440493 | Med-Surg Consumable | REVIDERM - ENZYM PEELING LIQUID - 500 ML - 80812 PROF. | - | REVIDERM | REVIDERM | SPECIALIZED BEAUTY | - | - | Each | - | 495 | CONSUMABLES | - | - | - | - | - | - | - | - | - | - | - | - | - | - | - | - | - | - | - | - | - | - | - | - | - | - | - | - | - | - | - | - | - | - | - | - | - | - | - | - | - | - | - | SPECIALIZED BEAUTY | SPECIALIZED BEAUTY | DNF | REVIDERM AG | REVIDERM AG | 80812 | [14 empty] | 51241200 Dermatologic agents | [5 empty] | SOLUTION | SKIN CARE |  | ENZYME PEELING LIQUID | [5 empty] | 500ML | [7 empty] | PROF | https://revidermgreece-gr.translate.goog/product/enzyme-peeling-liquid-500ml/?_x_tr_sl=el&_x_tr_tl=en&_x_tr_hl=en&_x_tr_pto=sc | SOURCED | [8 empty] | QC Completed | Production completed
ESI | 006 |  | SZG |  |  |  | SZG | ABC | Data Enrichment | ABC | [11 empty] | NMC | 805426 | 29321 | 2512440494 | 29321_2512440494 | Med-Surg Consumable | REVIDERM - ENZYM PEELING PASTE - 200ML - 80221 PROF. | - | REVIDERM | REVIDERM | SPECIALIZED BEAUTY | - | - | Each | - | 335.75 | CONSUMABLES | - | - | - | - | - | - | - | - | - | - | - | - | - | - | - | - | - | - | - | - | - | - | - | - | - | - | - | - | - | - | - | - | - | - | - | - | - | - | - | - | - | - | - | SPECIALIZED BEAUTY | SPECIALIZED BEAUTY | DNF | REVIDERM AG | REVIDERM AG | 80221 | [14 empty] | 51241200 Dermatologic agents | [5 empty] | PASTE | SKIN CARE |  | ENZYME PEELING | [5 empty] | 200ML | [7 empty] | PROF | https://revidermgreece-gr.translate.goog/product/enzyme-peeling-paste-200ml/?_x_tr_sl=el&_x_tr_tl=en&_x_tr_hl=en&_x_tr_pto=sc | SOURCED | [8 empty] | QC Completed | Production completed
ESI | 006 |  | SZG |  |  |  | SZG | ABC | Data Enrichment | ABC | [11 empty] | NMC | 805427 | 29322 | 2512440498 | 29322_2512440498 | Med-Surg Consumable | REVIDERM - HYDROLAGE COLLAGEN FLEECE - BOX - 80243 | - | REVIDERM | REVIDERM | SPECIALIZED BEAUTY | - | - | BOX | - | 935 | CONSUMABLES | - | - | - | - | - | - | - | - | - | - | - | - | - | - | - | - | - | - | - | - | - | - | - | - | - | - | - | - | - | - | - | - | - | - | - | - | - | - | - | - | - | - | - | SPECIALIZED BEAUTY | SPECIALIZED BEAUTY | DNF | REVIDERM AG | REVIDERM AG | 80243 | [14 empty] | 51241200 Dermatologic agents | [5 empty] | AGENT | DERMATOLOGY | HYDROLAGE | COLLAGEN FLEECE | [14 empty] | URL NOT FOUND | UNSOURCED | [8 empty] | QC Completed | Production completed
ESI | 006 |  | SZG |  |  |  | SZG | ABC | Data Enrichment | ABC | [11 empty] | NMC | 805428 | 29323 | 2512440502 | 29323_2512440502 | Med-Surg Consumable | REVIDERM - OPC ACTIVE CONCENTRATE - 100ML -80224 PROF. | - | REVIDERM | REVIDERM | SPECIALIZED BEAUTY | - | - | Each | - | 310 | CONSUMABLES | - | - | - | - | - | - | - | - | - | - | - | - | - | - | - | - | - | - | - | - | - | - | - | - | - | - | - | - | - | - | - | - | - | - | - | - | - | - | - | - | - | - | - | SPECIALIZED BEAUTY | SPECIALIZED BEAUTY | DNF | REVIDERM AG | REVIDERM AG | 80224 | [14 empty] | 53131613 Facial care products | [5 empty] | SOLUTION | SKIN CARE |  | OPC ACTIVE CONCENTRATE | [5 empty] | 100ML | [8 empty] | https://revidermgreece-gr.translate.goog/product/opc-active-cancetrate-100ml/?_x_tr_sl=el&_x_tr_tl=en&_x_tr_hl=en&_x_tr_pto=sc | SOURCED | [8 empty] | QC Completed | Production completed
ESI | 006 |  | SZG |  |  |  | SZG | ABC | Data Enrichment | ABC | [11 empty] | NMC | 805429 | 29325 | 2512400411 | 29325_2512400411 | Med-Surg Consumable | PEEL DERMATOLOGY 80320 PCA 28% REVIDERM 30ML | - | REVIDERM | REVIDERM | SPECIALIZED BEAUTY | - | - | Each | - | 565.25 | CONSUMABLES | - | - | - | - | - | - | - | - | - | - | - | - | - | - | - | - | - | - | - | - | - | - | - | - | - | - | - | - | - | - | - | - | - | - | - | - | - | - | - | - | - | - | - | SPECIALIZED BEAUTY | SPECIALIZED BEAUTY | DNF | REVIDERM AG | REVIDERM AG | 80320 | [14 empty] | 51241200 Dermatologic agents | [5 empty] | SOLUTION | DERMATOLOGY |  | PCA 28% | [5 empty] | 30ML |  |  | PEELING | [5 empty] | URL NOT FOUND | UNSOURCED | [8 empty] | QC Completed | Production completed
ESI | 006 |  | SZG |  |  |  | SZG | ABC | Data Enrichment | ABC | [11 empty] | NMC | 805726 | 30186 | 2411200169 | 30186_2411200169 | Med-Surg Consumable | SLIDE MICROSCOPE GLASS PLAIN 50's | - | SAIL | SAIL | AL ABBAR MEDICAL & SCIENTIFIC SUPPLIES. | - | - | BOX | - | 2.25 | CONSUMABLES | - | - | - | - | - | - | - | - | - | - | - | - | - | - | - | - | - | - | - | - | - | - | - | - | - | - | - | - | - | - | - | - | - | - | - | - | - | - | - | - | - | - | - | AL ABBAR MEDICAL & SCIENTIFIC SUPPLIES | AL ABBAR MEDICAL & SCIENTIFIC SUPPLIES | DNF | SAIL | SAIL | DNF | EA | 1 | PK | 50 | [10 empty] | 41122601 Microscope slides | [5 empty] | SLIDE | MICROSCOPE |  | GLASS | [8 empty] | PLAIN | [5 empty] | URL NOT FOUND | UNSOURCED | UPDATED FROM input | [7 empty] | QC Completed | Production completed
ESI | 006 |  | SZG |  |  |  | SZG | ABC | Data Enrichment | ABC | [11 empty] | NMC | 805740 | 30208 | 2422300190 | 30208_2422300190 | Med-Surg Consumable | SOLUTION SUCROSE SU15031250 SWEET UMS NATURAL 24% 2ML STERILE 250's | - | SANDBOX MEDICAL | SU15031250 | HESSA MEDICAL EQUIPMENT | - | - | BOX | - | 1000 | CONSUMABLES | - | - | - | - | - | - | - | - | - | - | - | - | - | - | - | - | - | - | - | - | - | - | - | - | - | - | - | - | - | - | - | - | - | - | - | - | - | - | - | - | - | - | - | HESSA MEDICAL EQUIPMENT | HESSA MEDICAL EQUIPMENT | DNF | SANDBOX MEDICAL LLC | SANDBOX MEDICAL LLC | SU15031250 | EA | 1 | PK | 250 | [10 empty] | 42231802 Pediatric supplemental formulas or bars or puddings for general use | [5 empty] | FORMULA | SUPPLEMENTAL |  | SUCROSE SOLUTION 24% | [5 empty] | 2ML |  |  | SWEET NATURAL | STERILE |  |  |  | UMS | https://www.graylinemedical.com/products/sandbox-medical-nova-sucrose-solutions-sterile-novaplus-sucrose-solution-24-2-ml-vial-vpsu-15031250 | THIRD PARTY | UPDATED FROM input | [7 empty] | QC Completed | Production completed
ESI | 006 |  | SZG |  |  |  | SZG | ABC | Data Enrichment | ABC | [11 empty] | NMC | 805763 | 30299 | 2411104388 | 30299_2411104388 | Med-Surg Consumable | CONTROL IMMUNOLOGY 10RSVC10 RSV AG FIA POSITIVE/ NEGATIVE STANDARD F SDB | - | SD BIOSENSOR | - | GLOBAL MEDICAL SURG. EQPT.TRDG | - | - | BOX | - | 300 | CONSUMABLES | - | - | - | - | - | - | - | - | - | - | - | - | - | - | - | - | - | - | - | - | - | - | - | - | - | - | - | - | - | - | - | - | - | - | - | - | - | - | - | - | - | - | - | GLOBAL MEDICAL SURGICAL EQUIPMENT TRADING | GLOBAL MEDICAL SURGICAL EQUIPMENT TRADING | DNF | SD BIOSENSOR INC | SD BIOSENSOR INC | 10RSVC10 | EA | 1 | PK | 10 | [10 empty] | 41116128 Immunology or serology quality controls or calibrators or standards | [5 empty] | CONTROL | IMMUNOLOGY | STANDARD F | RSV AG | [8 empty] | POSITIVE, NEGATIVE , FIA | [5 empty] | https://www.sdbiosensor.com/link/catalogue/2021%20All%20Product%20Catalog_20210601_low.pdf | SOURCED | UPDATED FROM web site | [7 empty] | QC Completed | Production completed
ESI | 006 |  | SZG |  |  |  | SZG | ABC | Data Enrichment | ABC | [11 empty] | NMC | 805764 | 30300 | 2411104389 | 30300_2411104389 | Med-Surg Consumable | CONTROL IMMUNOLOGY 10INFC10 INFLUENZA A/B POSITIVE/ NEGATIVE STANDARD F SDB | - | SD BIOSENSOR | - | GLOBAL MEDICAL SURG. EQPT.TRDG | - | - | BOX | - | 300 | CONSUMABLES | - | - | - | - | - | - | - | - | - | - | - | - | - | - | - | - | - | - | - | - | - | - | - | - | - | - | - | - | - | - | - | - | - | - | - | - | - | - | - | - | - | - | - | GLOBAL MEDICAL SURGICAL EQUIPMENT TRADING | GLOBAL MEDICAL SURGICAL EQUIPMENT TRADING | DNF | SD BIOSENSOR INC | SD BIOSENSOR INC | 10INFC10 | EA | 1 | PK | 10 | [10 empty] | 41116128 Immunology or serology quality controls or calibrators or standards | [5 empty] | CONTROL | IMMUNOLOGY | STANDARD F | INFLUENZA A B | [8 empty] | POSITIVE, NEGATIVE | [5 empty] | https://www.sdbiosensor.com/link/catalogue/2021%20All%20Product%20Catalog_20210601_low.pdf | SOURCED | UPDATED FROM web site | [7 empty] | QC Completed | Production completed
ESI | 006 |  | SZG |  |  |  | SZG | ABC | Data Enrichment | ABC | [11 empty] | NMC | 805765 | 30301 | 2411105053 | 30301_2411105053 | Med-Surg Consumable | KIT VIROLOGY TEST 10HAV10D HAV IGM FIA 25T | - | SD BIOSENSOR | 10HAV10D | GLOBAL MEDICAL SURG. EQPT.TRDG | - | - | BOX | - | 600 | CONSUMABLES | - | - | - | - | - | - | - | - | - | - | - | - | - | - | - | - | - | - | - | - | - | - | - | - | - | - | - | - | - | - | - | - | - | - | - | - | - | - | - | - | - | - | - | GLOBAL MEDICAL SURGICAL EQUIPMENT TRADING | GLOBAL MEDICAL SURGICAL EQUIPMENT TRADING | DNF | SD BIOSENSOR INC | SD BIOSENSOR INC | 10HAV10D | [14 empty] | 41116144 Virology test kits or supplies | [5 empty] | KIT | VIROLOGY TEST | STANDARD F | HAV IGM | [8 empty] | FIA, 25 TEST | [5 empty] | https://www.sdbiosensor.com/link/catalogue/2021%20All%20Product%20Catalog_20210601_low.pdf | SOURCED | [8 empty] | QC Completed | Production completed
ESI | 006 |  | SZG |  |  |  | SZG | ABC | Data Enrichment | ABC | [11 empty] | NMC | 805766 | 30305 | 2411105093 | 30305_2411105093 | Med-Surg Consumable | KIT VIROLOGY TEST 09DEN30A DENGUE STANDARD AG+AB DUO SDB 10T | - | SD BIOSENSOR | 09DEN30A | GLOBAL MEDICAL SURG. EQPT.TRDG | - | - | BOX | - | 238 | CONSUMABLES | - | - | - | - | - | - | - | - | - | - | - | - | - | - | - | - | - | - | - | - | - | - | - | - | - | - | - | - | - | - | - | - | - | - | - | - | - | - | - | - | - | - | - | GLOBAL MEDICAL SURGICAL EQUIPMENT TRADING | GLOBAL MEDICAL SURGICAL EQUIPMENT TRADING | DNF | SD BIOSENSOR INC | SD BIOSENSOR INC | 09DEN30A | [14 empty] | 41116144 Virology test kits or supplies | [5 empty] | KIT | VIROLOGY TEST | STANDARD Q | DENGUE AG+AB DUO | [8 empty] | 10 TEST | [5 empty] | https://www.sdbiosensor.com/link/catalogue/2021%20All%20Product%20Catalog_20210601_low.pdf | SOURCED | [8 empty] | QC Completed | Production completed
ESI | 006 |  | SZG |  |  |  | SZG | ABC | Data Enrichment | ABC | [11 empty] | NMC | 805767 | 30311 | 2411104170 | 30311_2411104170 | Med-Surg Consumable | KIT VIROLOGY TEST 09INF30D INFLUENZA A/B NASOPAL SWAB WASH ASPIRATE STANDARD QF 25T WITH CONTROLS | - | SD BIOSENSOR | 09INF30D | GLOBAL MEDICAL SURG. EQPT.TRDG | - | - | BOX | - | 350 | CONSUMABLES | - | - | - | - | - | - | - | - | - | - | - | - | - | - | - | - | - | - | - | - | - | - | - | - | - | - | - | - | - | - | - | - | - | - | - | - | - | - | - | - | - | - | - | GLOBAL MEDICAL SURGICAL EQUIPMENT TRADING | GLOBAL MEDICAL SURGICAL EQUIPMENT TRADING | DNF | SD BIOSENSOR INC | SD BIOSENSOR INC | 09INF30D | [14 empty] | 41116144 Virology test kits or supplies | [5 empty] | KIT | VIROLOGY TEST | STANDARD Q | INFLUENZA A/B | [8 empty] | NASOPHARYNGEAL SWAB, WASH ASPIRATE, WITH CONTROLS, 25 TEST | [5 empty] | https://sanimed-com-ua.translate.goog/testy-dlya-immunoanaliza/immunokhromatograficheskij-analiz/standard-q-influenza-ab-qf-device?_x_tr_sl=ru&_x_tr_tl=en&_x_tr_hl=en&_x_tr_pto=sc | THIRD PARTY | [8 empty] | QC Completed | Production completed
ESI | 006 |  | SZG |  |  |  | SZG | ABC | Data Enrichment | ABC | [11 empty] | NMC | 805768 | 30313 | 2411105149 | 30313_2411105149 | Med-Surg Consumable | KIT MICROBIOLOGY 09ROT10D ROTAVIRUS AG Q STANDARD 25T | - | SD BIOSENSOR | 09ROT10D | GLOBAL MEDICAL SURG. EQPT.TRDG | - | - | BOX | - | 180 | CONSUMABLES | - | - | - | - | - | - | - | - | - | - | - | - | - | - | - | - | - | - | - | - | - | - | - | - | - | - | - | - | - | - | - | - | - | - | - | - | - | - | - | - | - | - | - | GLOBAL MEDICAL SURGICAL EQUIPMENT TRADING | GLOBAL MEDICAL SURGICAL EQUIPMENT TRADING | DNF | SD BIOSENSOR INC | SD BIOSENSOR INC | 09ROT10D | [14 empty] | 41116129 Microbiology or bacteriology test kits or supplies | [5 empty] | KIT | MICROBIOLOGY TEST | STANDARD Q | ROTAVIRUS AG | [8 empty] | 25 TEST | [5 empty] | https://www.sdbiosensor.com/link/catalogue/2021%20All%20Product%20Catalog_20210601_low.pdf | SOURCED | [8 empty] | QC Completed | Production completed
ESI | 006 |  | SZG |  |  |  | SZG | ABC | Data Enrichment | ABC | [11 empty] | NMC | 805769 | 30314 | 2411104180 | 30314_2411104180 | Med-Surg Consumable | KIT MICROBIOLOGY 09ROT20D ROTA ADENO AG Q STANDARD 25T | - | SD BIOSENSOR | 09ROT20D | GLOBAL MEDICAL SURG. EQPT.TRDG | - | - | Each | - | 200 | CONSUMABLES | - | - | - | - | - | - | - | - | - | - | - | - | - | - | - | - | - | - | - | - | - | - | - | - | - | - | - | - | - | - | - | - | - | - | - | - | - | - | - | - | - | - | - | GLOBAL MEDICAL SURGICAL EQUIPMENT TRADING | GLOBAL MEDICAL SURGICAL EQUIPMENT TRADING | DNF | SD BIOSENSOR INC | SD BIOSENSOR INC | 09ROT20D | [14 empty] | 41116129 Microbiology or bacteriology test kits or supplies | [5 empty] | KIT | MICROBIOLOGY TEST | STANDARD Q | ROTA ADENO AG | [8 empty] | 25 TEST | [5 empty] | https://www.sdbiosensor.com/link/catalogue/2021%20All%20Product%20Catalog_20210601_low.pdf | SOURCED | [8 empty] | QC Completed | Production completed
ESI | 006 |  | SZG |  |  |  | SZG | ABC | Data Enrichment | ABC | [11 empty] | NMC | 805770 | 30316 | 2411103607 | 30316_2411103607 | Med-Surg Consumable | KIT MICROBIOLOGY 10ADE10D RESPI AG ADENO FIA STANDARD F 25T | - | SD BIOSENSOR | 10ADE10D | GLOBAL MEDICAL SURG. EQPT.TRDG | - | - | BOX | - | 490 | CONSUMABLES | - | - | - | - | - | - | - | - | - | - | - | - | - | - | - | - | - | - | - | - | - | - | - | - | - | - | - | - | - | - | - | - | - | - | - | - | - | - | - | - | - | - | - | GLOBAL MEDICAL SURGICAL EQUIPMENT TRADING | GLOBAL MEDICAL SURGICAL EQUIPMENT TRADING | DNF | SD BIOSENSOR INC | SD BIOSENSOR INC | 10ADE10D | [14 empty] | 41116129 Microbiology or bacteriology test kits or supplies | [5 empty] | KIT | MICROBIOLOGY TEST | STANDARD F | RESPI AG ADENO | [8 empty] | FIA, 25 TEST | [5 empty] | https://www.sdbiosensor.com/link/catalogue/2021%20All%20Product%20Catalog_20210601_low.pdf | SOURCED | [8 empty] | QC Completed | Production completed
ESI | 006 |  | SZG |  |  |  | SZG | ABC | Data Enrichment | ABC | [11 empty] | NMC | 805771 | 30318 | 2411104839 | 30318_2411104839 | Med-Surg Consumable | KIT VIROLOGY TEST 10DEN10D DENGUE STANDARD NS1 AG FIA 25T | - | SD BIOSENSOR | 10DEN10D | GLOBAL MEDICAL SURG. EQPT.TRDG | - | - | BOX | - | 600 | CONSUMABLES | - | - | - | - | - | - | - | - | - | - | - | - | - | - | - | - | - | - | - | - | - | - | - | - | - | - | - | - | - | - | - | - | - | - | - | - | - | - | - | - | - | - | - | GLOBAL MEDICAL SURGICAL EQUIPMENT TRADING | GLOBAL MEDICAL SURGICAL EQUIPMENT TRADING | DNF | SD BIOSENSOR INC | SD BIOSENSOR INC | 10DEN10D | [14 empty] | 41116144 Virology test kits or supplies | [5 empty] | KIT | VIROLOGY TEST | STANDARD F | DENGUE NS1 AG | [8 empty] | FIA, 25 TEST | [5 empty] | https://www.sdbiosensor.com/product/product_view?product_no=166[accessed | SOURCED | [8 empty] | QC Completed | Production completed
ESI | 006 |  | SZG |  |  |  | SZG | ABC | Data Enrichment | ABC | [11 empty] | NMC | 805772 | 30319 | 2411104840 | 30319_2411104840 | Med-Surg Consumable | KIT VIROLOGY TEST 10DEN20D DENGUE STANDARD IGM/ IGG FIA 25T | - | SD BIOSENSOR | 10DEN20D | GLOBAL MEDICAL SURG. EQPT.TRDG | - | - | BOX | - | 550 | CONSUMABLES | - | - | - | - | - | - | - | - | - | - | - | - | - | - | - | - | - | - | - | - | - | - | - | - | - | - | - | - | - | - | - | - | - | - | - | - | - | - | - | - | - | - | - | GLOBAL MEDICAL SURGICAL EQUIPMENT TRADING | GLOBAL MEDICAL SURGICAL EQUIPMENT TRADING | DNF | SD BIOSENSOR INC | SD BIOSENSOR INC | 10DEN20D | [14 empty] | 41116144 Virology test kits or supplies | [5 empty] | KIT | VIROLOGY TEST | STANDARD F | DENGUE IGM/ IGG | [8 empty] | FIA, 25 TEST | [5 empty] | https://www.sdbiosensor.com/product/product_view?product_no=165 | SOURCED | [8 empty] | QC Completed | Production completed
ESI | 006 |  | SZG |  |  |  | SZG | ABC | Data Enrichment | ABC | [11 empty] | NMC | 805773 | 30320 | 2411102881 | 30320_2411102881 | Med-Surg Consumable | KIT VIROLOGY TEST 10INF10D INFLUENZA A/B FIA NASOPAL SWAB WASH ASPIRATE STANDARD F 25T WITH CONTROLS | - | SD BIOSENSOR | 10INF10D | GLOBAL MEDICAL SURG. EQPT.TRDG | - | - | BOX | - | 450 | CONSUMABLES | - | - | - | - | - | - | - | - | - | - | - | - | - | - | - | - | - | - | - | - | - | - | - | - | - | - | - | - | - | - | - | - | - | - | - | - | - | - | - | - | - | - | - | GLOBAL MEDICAL SURGICAL EQUIPMENT TRADING | GLOBAL MEDICAL SURGICAL EQUIPMENT TRADING | DNF | SD BIOSENSOR INC | SD BIOSENSOR INC | 10INF10D | [14 empty] | 41116144 Virology test kits or supplies | [5 empty] | KIT | VIROLOGY TEST | STANDARD F | INFLUENZA A B | [8 empty] | FIA, NASOPHARYNGEAL SWAB, WASH ASPIRATE, WITH CONTROLS, 25 TEST | [5 empty] | https://www.cmp-micro.com/cn/wp-content/uploads/SD-BIOSENSOR-STANDARD-F-2018.pdf | THIRD PARTY | [8 empty] | QC Completed | Production completed
ESI | 006 |  | SZG |  |  |  | SZG | ABC | Data Enrichment | ABC | [11 empty] | NMC | 805774 | 30321 | 2411102878 | 30321_2411102878 | Med-Surg Consumable | KIT MICROBIOLOGY TEST 10LEG10D LEGIONELLA AG FIA URINE DEVICE 25T WITH CONTROLS | - | SD BIOSENSOR | 10LEG10D | GLOBAL MEDICAL SURG. EQPT.TRDG | - | - | BOX | - | 700 | CONSUMABLES | - | - | - | - | - | - | - | - | - | - | - | - | - | - | - | - | - | - | - | - | - | - | - | - | - | - | - | - | - | - | - | - | - | - | - | - | - | - | - | - | - | - | - | GLOBAL MEDICAL SURGICAL EQUIPMENT TRADING | GLOBAL MEDICAL SURGICAL EQUIPMENT TRADING | DNF | SD BIOSENSOR INC | SD BIOSENSOR INC | 10LEG10D | [14 empty] | 41116129 Microbiology or bacteriology test kits or supplies | [5 empty] | KIT | MICROBIOLOGY TEST | STANDARD F | LEGIONELLA AG | [8 empty] | FIA, URINE DEVICE, WITH CONTROLS, 25 TEST | [5 empty] | https://www.sdbiosensor.com/link/catalogue/2021%20All%20Product%20Catalog_20210601_low.pdf | SOURCED | [8 empty] | QC Completed | Production completed
ESI | 006 |  | SZG |  |  |  | SZG | ABC | Data Enrichment | ABC | [11 empty] | NMC | 805775 | 30322 | 2411102880 | 30322_2411102880 | Med-Surg Consumable | KIT IMMUNOLOGY TEST 10RSV10D RSV AG FIA NASOPAL SWAB WASH ASPIRATE STANDARD F 25T WITH CONTROLS | - | SD BIOSENSOR | 10RSV10D | GLOBAL MEDICAL SURG. EQPT.TRDG | - | - | BOX | - | 440 | CONSUMABLES | - | - | - | - | - | - | - | - | - | - | - | - | - | - | - | - | - | - | - | - | - | - | - | - | - | - | - | - | - | - | - | - | - | - | - | - | - | - | - | - | - | - | - | GLOBAL MEDICAL SURGICAL EQUIPMENT TRADING | GLOBAL MEDICAL SURGICAL EQUIPMENT TRADING | DNF | SD BIOSENSOR INC | SD BIOSENSOR INC | 10RSV10D | EA | 1 | PK | 10 | [10 empty] | 41116126 Immunology or serology test kits or supplies | [5 empty] | KIT | IMMUNOLOGY TEST | STANDARD F | RSV AG | [8 empty] | FIA, NASOPHARYNGEAL SWAB, WASH ASPIRATE, WITH CONTROLS, 25 TEST | [5 empty] | https://www.sdbiosensor.com/link/catalogue/2021%20All%20Product%20Catalog_20210601_low.pdf | SOURCED | UPDATED FROM web site | [7 empty] | QC Completed | Production completed
ESI | 006 |  | SZG |  |  |  | SZG | ABC | Data Enrichment | ABC | [11 empty] | NMC | 805776 | 30323 | 2411102877 | 30323_2411102877 | Med-Surg Consumable | TEST RAPID 10STR10D STREP A AG FIA THROAT SWAB DEVICE 25T WITH CONTROLS | - | SD BIOSENSOR | 10STR10D | GLOBAL MEDICAL SURG. EQPT.TRDG | - | - | BOX | - | 210 | CONSUMABLES | - | - | - | - | - | - | - | - | - | - | - | - | - | - | - | - | - | - | - | - | - | - | - | - | - | - | - | - | - | - | - | - | - | - | - | - | - | - | - | - | - | - | - | GLOBAL MEDICAL SURGICAL EQUIPMENT TRADING | GLOBAL MEDICAL SURGICAL EQUIPMENT TRADING | DNF | SD BIOSENSOR INC | SD BIOSENSOR INC | 10STR10D | [14 empty] | 41116129 Microbiology or bacteriology test kits or supplies | [5 empty] | KIT | MICROBIOLOGY TEST |  | STREP A AG | [8 empty] | FIA THROAT SWAB DEVICE WITH CONTROLS, 25 TEST | [5 empty] | https://www.sdbiosensor.co.in/product-standard-f-strep-a-ag-fia-19.php | SOURCED | [8 empty] | QC Completed | Production completed
ESI | 006 |  | SZG |  |  |  | SZG | ABC | Data Enrichment | ABC | [11 empty] | NMC | 805777 | 30326 | 2422923629 | 30326_2422923629 | Med-Surg Consumable | RSV AG FIA WITH CONTROLS REF# 10RSV10B ( 25/KIT) MFR: SD-KOREA | - | SD BIOSENSOR | SD BIOSENSOR | GLOBAL MEDICAL SURG. EQPT.TRDG | - | - | KIT | - | 820 | CONSUMABLES | - | - | - | - | - | - | - | - | - | - | - | - | - | - | - | - | - | - | - | - | - | - | - | - | - | - | - | - | - | - | - | - | - | - | - | - | - | - | - | - | - | - | - | GLOBAL MEDICAL SURGICAL EQUIPMENT TRADING | GLOBAL MEDICAL SURGICAL EQUIPMENT TRADING | DNF | SD BIOSENSOR INC | SD BIOSENSOR INC | 10RSV10B | [14 empty] | 41116144 Virology test kits or supplies | [5 empty] | KIT | VIROLOGY TEST |  | RSV AG | [8 empty] | FIA WITH CONTROLS |  |  |  |  | MFR: SD-KOREA | URL NOT FOUND | UNSOURCED | [8 empty] | QC Completed | Production completed
ESI | 006 |  | SZG |  |  |  | SZG | ABC | Data Enrichment | ABC | [11 empty] | NMC | 805779 | 30328 | 2411104169 | 30328_2411104169 | Med-Surg Consumable | TEST RAPID 10STR10D STREP DBC MYCOPLASMA IGM WITH QC USA 20T | - | SD BIOSENSOR | SD BIOSENSOR | GLOBAL MEDICAL SURG. EQPT.TRDG | - | - | BOX | - | 390 | CONSUMABLES | - | - | - | - | - | - | - | - | - | - | - | - | - | - | - | - | - | - | - | - | - | - | - | - | - | - | - | - | - | - | - | - | - | - | - | - | - | - | - | - | - | - | - | GLOBAL MEDICAL SURGICAL EQUIPMENT TRADING | GLOBAL MEDICAL SURGICAL EQUIPMENT TRADING | DNF | SD BIOSENSOR INC | SD BIOSENSOR INC | 10STR10D | [14 empty] | 41116129 Microbiology or bacteriology test kits or supplies | [5 empty] | KIT | MICROBIOLOGY TEST |  | TEST RAPID 10STR10D STREP DBC MYCOPLASMA IGM WITH QC USA 20T | [8 empty] | FIA THROAT SWAB DEVICE WITH CONTROLS, 25 TEST | [5 empty] | https://www.sdbiosensor.co.in/product-standard-f-strep-a-ag-fia-19.php | SOURCED | [8 empty] | QC Completed | Production completed
ESI | 006 |  | SZG |  |  |  | SZG | ABC | Data Enrichment | ABC | [11 empty] | NMC | 805780 | 30329 | 2411104406 | 30329_2411104406 | Med-Surg Consumable | KIT MICROBIOLOGY TEST 10HPY10D H.PYLORI ANTIGEN RAPID TEST 25T | - | SD BIOSENSOR | SD BIOSENSOR | GLOBAL MEDICAL SURG. EQPT.TRDG | - | - | BOX | - | 340 | CONSUMABLES | - | - | - | - | - | - | - | - | - | - | - | - | - | - | - | - | - | - | - | - | - | - | - | - | - | - | - | - | - | - | - | - | - | - | - | - | - | - | - | - | - | - | - | GLOBAL MEDICAL SURGICAL EQUIPMENT TRADING | GLOBAL MEDICAL SURGICAL EQUIPMENT TRADING | DNF | SD BIOSENSOR INC | SD BIOSENSOR INC | 10HPY10D | [14 empty] | 41116129 Microbiology or bacteriology test kits or supplies | [5 empty] | KIT | MICROBIOLOGY TEST | STANDARD F | H PYLORI ANTIGEN | [8 empty] | RAPID TEST, 25 TEST | [5 empty] | https://www.sdbiosensor.com/link/catalogue/2021%20All%20Product%20Catalog_20210601_low.pdf | SOURCED | [8 empty] | QC Completed | Production completed
ESI | 006 |  | SZG |  |  |  | SZG | ABC | Data Enrichment | ABC | [11 empty] | NMC | 805781 | 30330 | 2411104532 | 30330_2411104532 | Med-Surg Consumable | STRIP TEST SD CODEFREE BLOOD GLUCOSE 2 X 25's | - | SD BIOSENSOR | SD BIOSENSOR | FACILITRONIC MEDICAL SERVICES | - | - | BOX | - | 65 | CONSUMABLES | - | - | - | - | - | - | - | - | - | - | - | - | - | - | - | - | - | - | - | - | - | - | - | - | - | - | - | - | - | - | - | - | - | - | - | - | - | - | - | - | - | - | - | FACILITRONIC MEDICAL SERVICES | FACILITRONIC MEDICAL SERVICES | DNF | SD BIOSENSOR INC | SD BIOSENSOR INC | DNF | EA | 1 | PK | 25 | [10 empty] | 41116106 Chemistry test strips or test paper | [5 empty] | STRIP | CHEMISTRY TEST | SD CODEFREE | BLOOD GLUCOSE | [14 empty] | URL NOT FOUND | UNSOURCED | UPDATED FROM input | [7 empty] | QC Completed | Production completed
ESI | 006 |  | SZG |  |  |  | SZG | ABC | Data Enrichment | ABC | [11 empty] | NMC | 806016 | 31286 | 2411105042 | 31286_2411105042 | Med-Surg Consumable | CONTROL IMMUNOLOGY 10385246 THYROGLOBULIN IMMULITE 2000 XPI 3 X 2 ML | - | SIEMENS HEALTHCARE | 10385246 | PURE HEALTH MEDICAL SUPPLIES L.L.C. | - | - | BOX | - | 0 | CONSUMABLES | - | - | - | - | - | - | - | - | - | - | - | - | - | - | - | - | - | - | - | - | - | - | - | - | - | - | - | - | - | - | - | - | - | - | - | - | - | - | - | - | - | - | - | PURE HEALTH MEDICAL SUPPLIES L.L.C. | PURE HEALTH MEDICAL SUPPLIES L.L.C. | DNF | SIEMENS HEALTHCARE | SIEMENS HEALTHCARE | 10385246 | EA | 1 | PK | 3 | [10 empty] | 41116128 Immunology or serology quality controls or calibrators or standards | [5 empty] | CONTROL | IMMUNOLOGY | IMMULITE 2000 XPI | THYROGLOBULIN | [5 empty] | 2ML | [8 empty] | https://www.siemens-healthineers.com/services/laboratory-diagnostics/service-and-support/control-migration/immulite-ria-info | SOURCED | UPDATED FROM input | [7 empty] | QC Completed | Production completed
ESI | 006 |  | SZG |  |  |  | SZG | ABC | Data Enrichment | ABC | [11 empty] | NMC | 806017 | 31287 | 2411105040 | 31287_2411105040 | Med-Surg Consumable | CONTROL IMMUNOLOGY 10385339 PRO-BNP NT IMMULITE 2000 XPI 2 X 3 ML | - | SIEMENS HEALTHCARE | 10385339 | PURE HEALTH MEDICAL SUPPLIES L.L.C. | - | - | BOX | - | 0 | CONSUMABLES | - | - | - | - | - | - | - | - | - | - | - | - | - | - | - | - | - | - | - | - | - | - | - | - | - | - | - | - | - | - | - | - | - | - | - | - | - | - | - | - | - | - | - | PURE HEALTH MEDICAL SUPPLIES L.L.C. | PURE HEALTH MEDICAL SUPPLIES L.L.C. | DNF | SIEMENS HEALTHCARE | SIEMENS HEALTHCARE | 10385339 | EA | 1 | PK | 2 | [10 empty] | 41116128 Immunology or serology quality controls or calibrators or standards | [5 empty] | CONTROL | IMMUNOLOGY | IMMULITE 2000 XPI | PRO-BNP NT | [5 empty] | 3ML | [8 empty] | https://www.siemens-healthineers.com/services/laboratory-diagnostics/service-and-support/control-migration/immulite-ria-info | SOURCED | UPDATED FROM input | [7 empty] | QC Completed | Production completed
ESI | 006 |  | SZG |  |  |  | SZG | ABC | Data Enrichment | ABC | [11 empty] | NMC | 806018 | 31288 | 2411105039 | 31288_2411105039 | Med-Surg Consumable | CONTROL IMMUNOLOGY 10385387 IGF MODULE IMMULITE 2000 XPI 2 X 4 ML | - | SIEMENS HEALTHCARE | 10385387 | PURE HEALTH MEDICAL SUPPLIES L.L.C. | - | - | BOX | - | 0 | CONSUMABLES | - | - | - | - | - | - | - | - | - | - | - | - | - | - | - | - | - | - | - | - | - | - | - | - | - | - | - | - | - | - | - | - | - | - | - | - | - | - | - | - | - | - | - | PURE HEALTH MEDICAL SUPPLIES L.L.C. | PURE HEALTH MEDICAL SUPPLIES L.L.C. | DNF | SIEMENS HEALTHCARE | SIEMENS HEALTHCARE | 10385387 | EA | 1 | PK | 2 | [10 empty] | 41116128 Immunology or serology quality controls or calibrators or standards | [5 empty] | CONTROL | IMMUNOLOGY | IMMULITE 2000 XPI | IGF MODULE | [5 empty] | 4ML | [8 empty] | https://www.siemens-healthineers.com/services/laboratory-diagnostics/service-and-support/control-migration/immulite-ria-info | SOURCED | UPDATED FROM input | [7 empty] | QC Completed | Production completed
ESI | 006 |  | SZG |  |  |  | SZG | ABC | Data Enrichment | ABC | [11 empty] | NMC | 806019 | 31289 | 2411105041 | 31289_2411105041 | Med-Surg Consumable | CONTROL IMMUNOLOGY 10385589 C-PEPTIDE IMMULITE 2000 XPI 3 X 2 ML | - | SIEMENS HEALTHCARE | 10385589 | PURE HEALTH MEDICAL SUPPLIES L.L.C. | - | - | BOX | - | 0 | CONSUMABLES | - | - | - | - | - | - | - | - | - | - | - | - | - | - | - | - | - | - | - | - | - | - | - | - | - | - | - | - | - | - | - | - | - | - | - | - | - | - | - | - | - | - | - | PURE HEALTH MEDICAL SUPPLIES L.L.C. | PURE HEALTH MEDICAL SUPPLIES L.L.C. | DNF | SIEMENS HEALTHCARE | SIEMENS HEALTHCARE | 10385589 | EA | 1 | PK | 3 | [10 empty] | 41116128 Immunology or serology quality controls or calibrators or standards | [5 empty] | CONTROL | IMMUNOLOGY | IMMULITE 2000 XPI | C-PEPTIDE | [5 empty] | 2ML | [8 empty] | https://www.siemens-healthineers.com/services/laboratory-diagnostics/service-and-support/control-migration/immulite-ria-info | SOURCED | UPDATED FROM input | [7 empty] | QC Completed | Production completed
ESI | 006 |  | SZG |  |  |  | SZG | ABC | Data Enrichment | ABC | [11 empty] | NMC | 806032 | 31380 | 2512400539 | 31380_2512400539 | Med-Surg Consumable | GEL MEDICAL SC-H21C SODIUM HYALURONATE SINGCLEAN 5ML.. | - | SINGCLEAN MEDICAL | SINGCLEAN MEDICAL | SPINE CARE MEDICAL & SURGICAL TRADING FZE | - | - | Each | - | 3000 | CONSUMABLES | - | - | - | - | - | - | - | - | - | - | - | - | - | - | - | - | - | - | - | - | - | - | - | - | - | - | - | - | - | - | - | - | - | - | - | - | - | - | - | - | - | - | - | SPINE CARE MEDICAL & SURGICAL TRADING FZE | SPINE CARE MEDICAL & SURGICAL TRADING FZE | DNF | SINGCLEAN MEDICAL | SINGCLEAN MEDICAL | SC-H21C | [14 empty] | 51241100 Ophthalmic agents | [5 empty] | GEL | OPHTHALMIC |  | SODIUM HYALURONATE | [5 empty] | 5ML | [8 empty] | URL NOT FOUND | UNSOURCED | [8 empty] | QC Completed | Production completed
ESI | 006 |  | SZG |  |  |  | SZG | ABC | Data Enrichment | ABC | [11 empty] | NMC | 806118 | 31699 | 2411105181 | 31699_2411105181 | Med-Surg Consumable | KIT VIROLOGY TEST GNT-2013-1 EZPLEX RESPIRATORY PATHOGEN REAL TIME PCR BOX/100T | - | SML GENETREE | GNT-2013-1 | BABIRUS | - | - | BOX | - | 8000 | CONSUMABLES | - | - | - | - | - | - | - | - | - | - | - | - | - | - | - | - | - | - | - | - | - | - | - | - | - | - | - | - | - | - | - | - | - | - | - | - | - | - | - | - | - | - | - | BABIRUS LLC | BABIRUS LLC | DNF | SML GENETREE | SML GENETREE | GNT-2013-1 | BX | 1 | [12 empty] | 41116144 Virology test kits or supplies | [5 empty] | KIT | VIROLOGY TEST | EZPLEX | RESPIRATORY PATHOGEN | [8 empty] | REAL TIME PCR, 100 TEST | [5 empty] | https://www.lmce-kslm.org/html/?pmode=academySponsor&smode=view&seq=377 | THIRD PARTY | UPDATED FROM input | [7 empty] | QC Completed | Production completed
ESI | 006 |  | SZG |  |  |  | SZG | ABC | Data Enrichment | ABC | [11 empty] | NMC | 806130 | 31717 | 2411104705 | 31717_2411104705 | Med-Surg Consumable | KIT MICROBIOLOGY SQD56-K100 SOLGENT NOVEL CORONA VIRUS DETECTION 100T | - | SOLGENT | SOLGENT | BIORUS MEDICAL EQUIPMENT L.L.C. | - | - | BOX | - | 599 | CONSUMABLES | - | - | - | - | - | - | - | - | - | - | - | - | - | - | - | - | - | - | - | - | - | - | - | - | - | - | - | - | - | - | - | - | - | - | - | - | - | - | - | - | - | - | - | BIORUS MEDICAL EQUIPMENT LLC | BIORUS MEDICAL EQUIPMENT LLC | DNF | SOLGENT | SOLGENT | SQD56-K100 | [14 empty] | 41116144 Virology test kits or supplies | [5 empty] | KIT | VIROLOGY TEST |  | NOVEL CORONA VIRUS DETECTION | [8 empty] | PCR, 100 TEST |  |  |  |  | MICROBIOLOGY | http://www.solgent.com/sub0402/file_down/id/559 | SOURCED | [8 empty] | QC Completed | Production completed
ESI | 006 |  | SZG |  |  |  | SZG | ABC | Data Enrichment | ABC | [11 empty] | NMC | 806160 | 31779 | 2411103719 | 31779_2411103719 | Med-Surg Consumable | TEST RAPID PUPC13 CLEARBLUE PLUS RAPID DETECTION PREGNANCY SINGLE | - | SPD | PUPC13 | METROPOLITAN MEDICAL MARKETING LLC | - | - | Each | - | 33.75 | CONSUMABLES | - | - | - | - | - | - | - | - | - | - | - | - | - | - | - | - | - | - | - | - | - | - | - | - | - | - | - | - | - | - | - | - | - | - | - | - | - | - | - | - | - | - | - | METROPOLITAN MEDICAL MARKETING CO LLC | METROPOLITAN MEDICAL MARKETING CO LLC | DNF | SPD | SPD | PUPC13 | [14 empty] | 41116205 Rapid test kits | [5 empty] | KIT | PREGNANCY TEST | CLEARBLUE PLUS | [9 empty] | RAPID DETECTION SINGLE | [5 empty] | URL NOT FOUND | UNSOURCED | [8 empty] | QC Completed | Production completed
ESI | 006 |  | SZG |  |  |  | SZG | ABC | Data Enrichment | ABC | [11 empty] | NMC | 806194 | 31835 | 2422905820 | 31835_2422905820 | Med-Surg Consumable | DEVICE INFLATION 2080-9030020 PUMP WITH EXTENSION TUBE 20ML SYRINGE WITH CONTROL SWITCH DISPOSABLE | - | SPIGGLE & THEIS | 2080-9030020 | AL SHOMOUKH TRADING FOR TECHNICAL & MEDICAL SUPPLIES | - | - | Each | - | 0 | CONSUMABLES | - | - | - | - | - | - | - | - | - | - | - | - | - | - | - | - | - | - | - | - | - | - | - | - | - | - | - | - | - | - | - | - | - | - | - | - | - | - | - | - | - | - | - | AL SHOMOUKH TRADING FOR TECHNICAL & MEDICAL SUPPLIES | AL SHOMOUKH TRADING FOR TECHNICAL & MEDICAL SUPPLIES | DNF | SPIGGLE & THEIS | SPIGGLE & THEIS | 2080-9030020 | [14 empty] | 42294909 Endoscopic dilators or inflation devices | [5 empty] | DEVICE | INFLATION | [7 empty] | 20ML |  |  | PUMP WITH EXTENSION TUBE, SYRINGE WITH CONTROL SWITCH |  |  | DISPOSABLE |  |  | https://www.dma.no/files/77/spiggle_theis_forbruksmateriell_katalog.pdf | THIRD PARTY | [8 empty] | QC Completed | Production completed
ESI | 006 |  | SZG |  |  |  | SZG | ABC | Data Enrichment | ABC | [11 empty] | NMC | 806219 | 31946 | 2512440408 | 31946_2512440408 | Med-Surg Consumable | SRS - PHOSPHATIDYLCHOLINE LIPOLYTIC SOLUTION | - | SRS INTERNATIONAL | SRS | SAMA ALSHAMKHA PHARMACY L.L.C. | - | - | BOX | - | 0 | CONSUMABLES | - | - | - | - | - | - | - | - | - | - | - | - | - | - | - | - | - | - | - | - | - | - | - | - | - | - | - | - | - | - | - | - | - | - | - | - | - | - | - | - | - | - | - | SAMA ALSHAMKHA PHARMACY LLC | SAMA ALSHAMKHA PHARMACY LLC | DNF | SRS INTERNATIONAL | SRS INTERNATIONAL | DNF | [14 empty] | 41116105 Chemistry reagents or solutions | [5 empty] | SOLUTION | CHEMISTRY |  | PHOSPHATIDYLCHOLINE LIPOLYTIC | [14 empty] | URL NOT FOUND | UNSOURCED | [8 empty] | QC Completed | Production completed
ESI | 006 |  | SZG |  |  |  | SZG | ABC | Data Enrichment | ABC | [11 empty] | NMC | 806241 | 31992 | 2411102664 | 31992_2411102664 | Med-Surg Consumable | KIT MICROBIOLOGY TEST 04FK20 H PYLORI AG 20T WITH CONTROLS | - | STANDARD DIAGNOSTICS | 04FK20 | GLOBAL MEDICAL SURG. EQPT.TRDG | - | - | KIT | - | 350 | CONSUMABLES | - | - | - | - | - | - | - | - | - | - | - | - | - | - | - | - | - | - | - | - | - | - | - | - | - | - | - | - | - | - | - | - | - | - | - | - | - | - | - | - | - | - | - | GLOBAL MEDICAL SURGICAL EQUIPMENT TRADING | GLOBAL MEDICAL SURGICAL EQUIPMENT TRADING | DNF | STANDARD DIAGNOSTICS INC | STANDARD DIAGNOSTICS INC | 04FK20 | [14 empty] | 41116129 Microbiology or bacteriology test kits or supplies | [5 empty] | KIT | MICROBIOLOGY TEST |  | H PYLORI AG | [8 empty] | WITH CONTROL, 20 TEST | [5 empty] | https://maxanim.com/rapid-tests/sd-bioline-h-pylori-ag/ | THIRD PARTY | [8 empty] | QC Completed | Production completed
ESI | 006 |  | SZG |  |  |  | SZG | ABC | Data Enrichment | ABC | [11 empty] | NMC | 806246 | 32004 | 2411101568 | 32004_2411101568 | Med-Surg Consumable | TEST RAPID 45FK12 STREP A DEVICE 20T | - | STANDARD DIAGNOSTICS | STANDARD DIAGNOSTICS | Al Shaan Medical Equipment Tr LLC | - | - | BOX | - | 160 | CONSUMABLES | - | - | - | - | - | - | - | - | - | - | - | - | - | - | - | - | - | - | - | - | - | - | - | - | - | - | - | - | - | - | - | - | - | - | - | - | - | - | - | - | - | - | - | AL SHAAN MEDICAL EQUIPMENT TR LLC | AL SHAAN MEDICAL EQUIPMENT TR LLC | DNF | STANDARD DIAGNOSTICS INC | STANDARD DIAGNOSTICS INC | 45FK12 | [14 empty] | 41116129 Microbiology or bacteriology test kits or supplies | [5 empty] | KIT | MICROBIOLOGY TEST |  | STREP A | [8 empty] | RAPID TEST, 20 TEST |  |  |  |  | DEVICE | URL NOT FOUND | UNSOURCED | [8 empty] | QC Completed | Production completed
ESI | 006 |  | SZG |  |  |  | SZG | ABC | Data Enrichment | ABC | [11 empty] | NMC | 806254 | 32015 | 2411103272 | 32015_2411103272 | Med-Surg Consumable | HYGROMETER LABORATORY DIGITAL HTC-2 THERMOMETER HUMIDITY WITH CLOCK AND SENSOR WIRE | - | STARMETER INSTRUMENTS | STARMETER INSTRUMENTS | BIN ALI MEDICAL SUPPLIES LLC | - | - | Each | - | 80 | CONSUMABLES | - | - | - | - | - | - | - | - | - | - | - | - | - | - | - | - | - | - | - | - | - | - | - | - | - | - | - | - | - | - | - | - | - | - | - | - | - | - | - | - | - | - | - | BIN ALI MEDICAL SUPPLIES LLC | BIN ALI MEDICAL SUPPLIES LLC | DNF | STARMETER INSTRUMENTS CO LTD | STARMETER INSTRUMENTS CO LTD | DNF | [14 empty] | 41112301 Hygrometers | [5 empty] | HYGROMETER | LABORATORY | [10 empty] | DIGITAL HTC-2 THERMOMETER HUMIDITY WITH CLOCK AND SENSOR WIRE | [5 empty] | URL NOT FOUND | UNSOURCED | [8 empty] | QC Completed | Production completed
ESI | 006 |  | SZG |  |  |  | SZG | ABC | Data Enrichment | ABC | [11 empty] | NMC | 806256 | 32019 | 2411103169 | 32019_2411103169 | Med-Surg Consumable | CONTROL MICROBIOLOGY 89099 ATCC 14018 GARDNERELLA VAGINALIS 5 PELLETS | - | STATLAB | 89099/14018 | BIOIMMUN MEDICAL LAB.DIAG.LLC | - | - | BOX | - | 699 | CONSUMABLES | - | - | - | - | - | - | - | - | - | - | - | - | - | - | - | - | - | - | - | - | - | - | - | - | - | - | - | - | - | - | - | - | - | - | - | - | - | - | - | - | - | - | - | BIOIMMUN MEDICAL LABORATORY DIAGNOSTICS LLC | BIOIMMUN MEDICAL LABORATORY DIAGNOSTICS LLC | DNF | STATLAB MEDICAL PRODUCTS INC | STATLAB MEDICAL PRODUCTS INC | 89099/14018 | [14 empty] | 41116132 Microbiology or bacteriology quality controls or calibrators or standards | [5 empty] | CONTROL | MICROBIOLOGY |  | GARDNERELLA VAGINALIS ATCC 14018 | [8 empty] | 5 PELLETS | [5 empty] | URL NOT FOUND | UNSOURCED | [8 empty] | QC Completed | Production completed
ESI | 006 |  | SZG |  |  |  | SZG | ABC | Data Enrichment | ABC | [11 empty] | NMC | 806322 | 32104 | 2422801142 | 32104_2422801142 | Med-Surg Consumable | REEL STERILIZATION SVTR-300 TYVEK 300 MM X 100 MTR WITH PLASMA INDICATOR | - | STERIHEEL | SVTR-300 | WELLMED MEDICAL EQUIPMENT TRADING | - | - | Each | - | 360 | CONSUMABLES | - | - | - | - | - | - | - | - | - | - | - | - | - | - | - | - | - | - | - | - | - | - | - | - | - | - | - | - | - | - | - | - | - | - | - | - | - | - | - | - | - | - | - | WELLMED MEDICAL EQUIPMENT TRADING | WELLMED MEDICAL EQUIPMENT TRADING | DNF | STERIHEEL | STERIHEEL | SVTR-300 | [14 empty] | 42281522 Sterilization instruments or sterilization cases inserts | [5 empty] | REEL | STERILIZATION | [5 empty] | 300MMX100M |  |  |  |  | WITH PLASMA INDICATOR | [5 empty] | URL NOT FOUND | UNSOURCED | [8 empty] | QC Completed | Production completed
ESI | 006 |  | SZG |  |  |  | SZG | ABC | Data Enrichment | ABC | [11 empty] | NMC | 806350 | 32172 | 2422801003 | 32172_2422801003 | Med-Surg Consumable | INDICATOR CLEANING U-1001 ULTRACHECK ULTRASONIC WASHER TEST 30's | - | STERISTAR | STERISTAR | WELLMED MEDICAL EQUIPMENT TRADING | - | - | PKT | - | 550 | CONSUMABLES | - | - | - | - | - | - | - | - | - | - | - | - | - | - | - | - | - | - | - | - | - | - | - | - | - | - | - | - | - | - | - | - | - | - | - | - | - | - | - | - | - | - | - | WELLMED MEDICAL EQUIPMENT TRADING | WELLMED MEDICAL EQUIPMENT TRADING | DNF | STERISTAR | STERISTAR | U-1001 | EA | 1 | PK | 30 | CT | 50 | [8 empty] | 26141702 Dosimeters | [5 empty] | DOSIMETER | LABORATORY | ULTRACHECK | [9 empty] | ULTRASONIC WASHER TEST | [5 empty] | https://steristar.com/product/ultrasonic-washer-test/ | SOURCED | UPDATED FROM web site | [7 empty] | QC Completed | Production completed
ESI | 006 |  | SZG |  |  |  | SZG | ABC | Data Enrichment | ABC | [11 empty] | NMC | 806363 | 32264 | 2411102540 | 32264_2411102540 | Med-Surg Consumable | CONTROL HEMATOLOGY 217654 SICKLE-CHEX 4 X 2.5ML POSITIVE AND NEGATIVE CONTROL | - | STRECK | 217654 | SAMIR MEDICAL SUPPLIES L.L.C | - | - | BOX | - | 990 | CONSUMABLES | - | - | - | - | - | - | - | - | - | - | - | - | - | - | - | - | - | - | - | - | - | - | - | - | - | - | - | - | - | - | - | - | - | - | - | - | - | - | - | - | - | - | - | SAMIR MEDICAL SUPPLIES LLC | SAMIR MEDICAL SUPPLIES LLC | DNF | STRECK INC | STRECK INC | 217654 | EA | 1 | PK | 4 | [10 empty] | 41116122 Hematology quality controls or calibrators or standards | [5 empty] | CONTROL | HEMATOLOGY | SICKLE-CHEX | [6 empty] | 2.5ML |  |  | POSITIVE, NEGATIVE | [5 empty] | https://www.streck.com/products/sickle-cell/sickle-chex/ | SOURCED | UPDATED FROM web site | [7 empty] | QC Completed | Production completed
ESI | 006 |  | SZG |  |  |  | SZG | ABC | Data Enrichment | ABC | [11 empty] | NMC | 806364 | 32265 | 2411101739 | 32265_2411101739 | Med-Surg Consumable | CONTROL LINEARITY 285532 RETIC CHEX 5 X 2.5ML TO RETICULOCYTE PARAMETER FOR SYSMEX | - | STRECK | 285532 | SAMIR MEDICAL SUPPLIES L.L.C | - | - | KIT | - | 1950 | CONSUMABLES | - | - | - | - | - | - | - | - | - | - | - | - | - | - | - | - | - | - | - | - | - | - | - | - | - | - | - | - | - | - | - | - | - | - | - | - | - | - | - | - | - | - | - | SAMIR MEDICAL SUPPLIES LLC | SAMIR MEDICAL SUPPLIES LLC | DNF | STRECK INC | STRECK INC | 285532 | EA | 1 | PK | 5 | [10 empty] | 41116122 Hematology quality controls or calibrators or standards | [5 empty] | CONTROL | HEMATOLOGY | RETIC CHEX | RETICULOCYTE | [5 empty] | 2.5ML |  |  | LINEARITY, FOR SYSMEX |  |  |  |  | PARAMETER | https://www.ciamedical.com/streck-laboratories-285532-each-retic-chex-reticulocyte-linearity-5x2-5ml-f-siemens-sysmex-ea | THIRD PARTY | UPDATED FROM input | [7 empty] | QC Completed | Production completed
ESI | 006 |  | SZG |  |  |  | SZG | ABC | Data Enrichment | ABC | [11 empty] | NMC | 806365 | 32266 | 2411101740 | 32266_2411101740 | Med-Surg Consumable | CONTROL LINEARITY 291712 CVA 18 X 3.0ML RBC 5 WBC 7 PLT 6 FOR SYSMEX | - | STRECK | 291712 | SAMIR MEDICAL SUPPLIES L.L.C | - | - | KIT | - | 3500 | CONSUMABLES | - | - | - | - | - | - | - | - | - | - | - | - | - | - | - | - | - | - | - | - | - | - | - | - | - | - | - | - | - | - | - | - | - | - | - | - | - | - | - | - | - | - | - | SAMIR MEDICAL SUPPLIES LLC | SAMIR MEDICAL SUPPLIES LLC | DNF | STRECK INC | STRECK INC | 291712 | EA | 1 | PK | 18 | [10 empty] | 41116122 Hematology quality controls or calibrators or standards | [5 empty] | CONTROL | HEMATOLOGY | CVA | RBC 5, WBC 7, PLT 6 | [5 empty] | 3ML |  |  | LINEARITY, FOR SYSMEX | [5 empty] | https://www.streck.com/products/quality-control/hematology/cva-cva-for-cell-dyn/ | SOURCED | UPDATED FROM web site | [7 empty] | QC Completed | Production completed
ESI | 006 |  | SZG |  |  |  | SZG | ABC | Data Enrichment | ABC | [11 empty] | NMC | 806413 | 32548 | 2411104135 | 32548_2411104135 | Med-Surg Consumable | SOLUTION HISTOPATHOLOGY X0204 SURECHEM XYLENE 2.5LTR | - | SURECHEM | X0204 | Al Shaan Medical Equipment Tr LLC | - | - | Each | - | 90 | CONSUMABLES | - | - | - | - | - | - | - | - | - | - | - | - | - | - | - | - | - | - | - | - | - | - | - | - | - | - | - | - | - | - | - | - | - | - | - | - | - | - | - | - | - | - | - | AL SHAAN MEDICAL EQUIPMENT TR LLC | AL SHAAN MEDICAL EQUIPMENT TR LLC | DNF | SURECHEM | SURECHEM | X0204 | [14 empty] | 41116124 Histology reagents or solutions or stains | [5 empty] | SOLUTION | HISTOLOGY |  | XYLENE | [5 empty] | 2.5L | [8 empty] | https://surechemcatalogue.co.uk/index/products_X.html | SOURCED | [8 empty] | QC Completed | Production completed
ESI | 006 |  | SZG |  |  |  | SZG | ABC | Data Enrichment | ABC | [11 empty] | NMC | 806436 | 32597 | 2411200524 | 32597_2411200524 | Med-Surg Consumable | SLIDE MICROSCOPE 11236A45 FROSTED ENDS L76 MM X W26 MM PRE CLEANED WHITE GROUND EDGE 2500's | - | SUSSE LABORTECHNIK | 11236A45 | AL ZAHRAWI MEDICAL SERVICES CO. W.L.L. | - | - | BOX | - | 900 | CONSUMABLES | - | - | - | - | - | - | - | - | - | - | - | - | - | - | - | - | - | - | - | - | - | - | - | - | - | - | - | - | - | - | - | - | - | - | - | - | - | - | - | - | - | - | - | AL ZAHRAWI MEDICAL SERVICES CO WLL | AL ZAHRAWI MEDICAL SERVICES CO WLL | DNF | SUSSE LABORTECHNIK | SUSSE LABORTECHNIK | 11236A45 | EA | 1 | PK | 2500 | [10 empty] | 41122601 Microscope slides | [5 empty] | SLIDE | MICROSCOPE | [5 empty] | 76X26MM |  |  |  |  | FROSTED ENDS PRE CLEANED WHITE GROUND EDGE | [5 empty] | https://www.suesse.de/media/suesse_katalog2019-20_0410_web-2.pdf | SOURCED | UPDATED FROM web site | [7 empty] | QC Completed | Production completed
ESI | 006 |  | SZG |  |  |  | SZG | ABC | Data Enrichment | ABC | [11 empty] | NMC | 806459 | 32637 | 2422800677 | 32637_2422800677 | Med-Surg Consumable | DISINFECTANT SURFACE 81120 AZO SPRAY 500ML | - | SYNERGY | 81120 | Pimex Medical Equipment LLC | - | - | Each | - | 23 | CONSUMABLES | - | - | - | - | - | - | - | - | - | - | - | - | - | - | - | - | - | - | - | - | - | - | - | - | - | - | - | - | - | - | - | - | - | - | - | - | - | - | - | - | - | - | - | PIMEX MEDICAL EQUIPMENT LLC | PIMEX MEDICAL EQUIPMENT LLC | DNF | SYNERGY | SYNERGY | 81120 | [14 empty] | 42281604 Medical surface disinfectants | [5 empty] | DISINFECTANT | SURFACE |  | AZO | [5 empty] | 500ML | [8 empty] | https://www.fishersci.co.uk/shop/products/azospray-disinfectant-spray/15659795 | THIRD PARTY | [8 empty] | QC Completed | Production completed
ESI | 006 |  | SZG |  |  |  | SZG | ABC | Data Enrichment | ABC | [11 empty] | NMC | 806623 | 33122 | 2411104773 | 33122_2411104773 | Med-Surg Consumable | KIT MICROBIOLOGY W665A46+NR125A TANBEAD VIRAL NA EXTRACTION AND NEOPLEX COVID19 PCR, TIPS, PCR PLATES AND SEALING FILM | - | TANBEAD | TANBEAD | MILAB SCIENTIFIC & LABORATORY EQUIPMENT TRADING LLC | - | - | KIT | - | 9.9 | CONSUMABLES | - | - | - | - | - | - | - | - | - | - | - | - | - | - | - | - | - | - | - | - | - | - | - | - | - | - | - | - | - | - | - | - | - | - | - | - | - | - | - | - | - | - | - | MILAB SCIENTIFIC & LABORATORY EQUIPMENT TRADING LLC | MILAB SCIENTIFIC & LABORATORY EQUIPMENT TRADING LLC | DNF | TANBEAD | TANBEAD | W665A46 | [14 empty] | 41116133 Molecular biology test kits or supplies | [5 empty] | KIT | MOLECULAR BIOLOGY |  | VIRAL NUCLEIC ACID EXTRACTION | [8 empty] | AUTOPLATE EXTRACTION AND ZYBIO SARCOV2 NUCLIC ACID PCR, PCR PLATES AND FILM, TIPS AND VTM |  |  |  |  | NR125A | https://diagnocine.com/Content/Upload/Product/datasheets/108012.03%20W665A46%20(Eng)_20210308%20V3%20(2).pdf | THIRD PARTY | [8 empty] | QC Completed | Production completed
ESI | 006 |  | SZG |  |  |  | SZG | ABC | Data Enrichment | ABC | [11 empty] | NMC | 806624 | 33123 | 2411104910 | 33123_2411104910 | Med-Surg Consumable | KIT MICROBIOLOGY W665A46+01092100NC02 TANBEAD VIRAL OPTIPURE AUTOPLATE EXTRACTION AND ZYBIO SARCOV2 NUCLIC ACID PCR, PCR PLATES AND FILM, TIPS AND VTM | - | TANBEAD/ZYBIO | W665A46+01092100NC02 | MILAB SCIENTIFIC & LABORATORY EQUIPMENT TRADING LLC | - | - | KIT | - | 6.75 | CONSUMABLES | - | - | - | - | - | - | - | - | - | - | - | - | - | - | - | - | - | - | - | - | - | - | - | - | - | - | - | - | - | - | - | - | - | - | - | - | - | - | - | - | - | - | - | MILAB SCIENTIFIC & LABORATORY EQUIPMENT TRADING LLC | MILAB SCIENTIFIC & LABORATORY EQUIPMENT TRADING LLC | DNF | TANBEAD | TANBEAD | W665A46 | [14 empty] | 41116133 Molecular biology test kits or supplies | [5 empty] | KIT | MOLECULAR BIOLOGY | OPTIPURE | VIRAL NUCLEIC ACID EXTRACTION | [8 empty] | AUTOPLATE EXTRACTION AND ZYBIO SARCOV2 NUCLIC ACID PCR, PCR PLATES AND FILM, TIPS AND VTM |  |  |  |  | ZYBIO, 01092100NC02, MICROBIOLOGY | https://diagnocine.com/Content/Upload/Product/datasheets/108012.03%20W665A46%20(Eng)_20210308%20V3%20(2).pdf | THIRD PARTY | [8 empty] | QC Completed | Production completed
ESI | 006 |  | SZG |  |  |  | SZG | ABC | Data Enrichment | ABC | [11 empty] | NMC | 806629 | 33132 | 2411101893 | 33132_2411101893 | Med-Surg Consumable | CONTROL MICROBIOLOGY MM44-10 BACTERIODES FRAGILIS ATCC 25285 FOR SELECTROL DISCS 25 DISC'S | - | TCS BIOSCIENCE | 25285 | PHARMATRADE | - | - | BOX | - | 650 | CONSUMABLES | - | - | - | - | - | - | - | - | - | - | - | - | - | - | - | - | - | - | - | - | - | - | - | - | - | - | - | - | - | - | - | - | - | - | - | - | - | - | - | - | - | - | - | PHARMATRADE | PHARMATRADE | DNF | TCS BIOSCIENCE LTD | TCS BIOSCIENCE LTD | MM44-10 | EA | 1 | PK | 25 | [10 empty] | 41116132 Microbiology or bacteriology quality controls or calibrators or standards | [5 empty] | CONTROL | MICROBIOLOGY | SELECTROL | BACTERIODES FRAGILIS ATCC 25285 | [8 empty] | DISC | [5 empty] | https://www.tcsbiosciences.co.uk/downloads/TCS_catalogue_101011.pdf | SOURCED | UPDATED FROM input | [7 empty] | QC Completed | Production completed
ESI | 006 |  | SZG |  |  |  | SZG | ABC | Data Enrichment | ABC | [11 empty] | NMC | 806630 | 33140 | 2411101571 | 33140_2411101571 | Med-Surg Consumable | CONTROL MICROBIOLOGY MM15 STAPHYLOCOCCUS EPIDERMIDIS ATCC 12228 FOR SELECTROL DISCS 25 DISC'S | - | TCS BIOSCIENCE | MM15 | PHARMATRADE | - | - | BOX | - | 650 | CONSUMABLES | - | - | - | - | - | - | - | - | - | - | - | - | - | - | - | - | - | - | - | - | - | - | - | - | - | - | - | - | - | - | - | - | - | - | - | - | - | - | - | - | - | - | - | PHARMATRADE | PHARMATRADE | DNF | TCS BIOSCIENCE LTD | TCS BIOSCIENCE LTD | MM15 | EA | 1 | PK | 25 | [10 empty] | 41116132 Microbiology or bacteriology quality controls or calibrators or standards | [5 empty] | CONTROL | MICROBIOLOGY | SELECTROL | STAPHYLOCOCCUS EPIDERMIDIS ATCC 12228 | [8 empty] | DISC | [5 empty] | https://www.tcsbiosciences.co.uk/downloads/TCS_catalogue_101011.pdf | SOURCED | UPDATED FROM input | [7 empty] | QC Completed | Production completed
ESI | 006 |  | SZG |  |  |  | SZG | ABC | Data Enrichment | ABC | [11 empty] | NMC | 806631 | 33145 | 2411101572 | 33145_2411101572 | Med-Surg Consumable | CONTROL MICROBIOLOGY MM91T STAPHYLOCOCCUS AUREUS ATCC 43300 FOR SELECTROL DISCS 10 DISC'S | - | TCS BIOSCIENCE | MM91T | PHARMATRADE | - | - | BOX | - | 650 | CONSUMABLES | - | - | - | - | - | - | - | - | - | - | - | - | - | - | - | - | - | - | - | - | - | - | - | - | - | - | - | - | - | - | - | - | - | - | - | - | - | - | - | - | - | - | - | PHARMATRADE | PHARMATRADE | DNF | TCS BIOSCIENCE LTD | TCS BIOSCIENCE LTD | MM91T | EA | 1 | PK | 10 | [10 empty] | 41116132 Microbiology or bacteriology quality controls or calibrators or standards | [5 empty] | CONTROL | MICROBIOLOGY | SELECTROL | STAPHYLOCOCCUS AUREUS ATCC 43300 | [8 empty] | DISC | [5 empty] | https://www.tcsbiosciences.co.uk/downloads/TCS_catalogue_101011.pdf | SOURCED | UPDATED FROM input | [7 empty] | QC Completed | Production completed
ESI | 006 |  | SZG |  |  |  | SZG | ABC | Data Enrichment | ABC | [11 empty] | NMC | 806632 | 33146 | 2411102067 | 33146_2411102067 | Med-Surg Consumable | CONTROL MICROBIOLOGY MM94 ASPERGILLUS BRASILIENSIS NCPF 2275/ATCC 16404 10's | - | TCS BIOSCIENCE | MM94 | PHARMATRADE | - | - | BOX | - | 650 | CONSUMABLES | - | - | - | - | - | - | - | - | - | - | - | - | - | - | - | - | - | - | - | - | - | - | - | - | - | - | - | - | - | - | - | - | - | - | - | - | - | - | - | - | - | - | - | PHARMATRADE | PHARMATRADE | DNF | TCS BIOSCIENCE LTD | TCS BIOSCIENCE LTD | MM94 | EA | 1 | PK | 10 | [10 empty] | 41116132 Microbiology or bacteriology quality controls or calibrators or standards | [5 empty] | CONTROL | MICROBIOLOGY | SELECTROL | ASPERGILLUS BRASILIENSIS NCPF 2275/ATCC 16404 | [8 empty] | DISC | [5 empty] | https://www.tcsbiosciences.co.uk/downloads/TCS_catalogue_101011.pdf | SOURCED | UPDATED FROM input | [7 empty] | QC Completed | Production completed
ESI | 006 |  | SZG |  |  |  | SZG | ABC | Data Enrichment | ABC | [11 empty] | NMC | 806672 | 33217 | 2422800792 | 33217_2422800792 | Med-Surg Consumable | INDICATOR BIOLOGICAL BT20 BIONOVA SELF CONTAINED FOR STEAM STERILIZATION PROCESS 100's | - | TERRAGENE | BT20 | KIWI MEDICAL SUPPLIES L.L.C | - | - | BOX | - | 550 | CONSUMABLES | - | - | - | - | - | - | - | - | - | - | - | - | - | - | - | - | - | - | - | - | - | - | - | - | - | - | - | - | - | - | - | - | - | - | - | - | - | - | - | - | - | - | - | KIWI MEDICAL SUPPLIES LLC | KIWI MEDICAL SUPPLIES LLC | DNF | TERRAGENE | TERRAGENE | BT20 | EA | 1 | PK | 100 | [10 empty] | 42281800 Sterilization indicators and controls | [5 empty] | INDICATOR | BIOLOGICAL | BIONOVA | [9 empty] | SELF CONTAINED FOR STEAM STERILIZATION PROCESS | [5 empty] | https://terragene.com/product/24h-biological-indicator-for-steam/ | SOURCED | UPDATED FROM web site | [7 empty] | QC Completed | Production completed
ESI | 006 |  | SZG |  |  |  | SZG | ABC | Data Enrichment | ABC | [11 empty] | NMC | 806673 | 33218 | 2422800807 | 33218_2422800807 | Med-Surg Consumable | INDICATOR BIOLOGICAL BT222 BIONOVA SELF CONTAINED STEAM SUPER RAPID FLUORESCENCE FOR STEAM STERILIZATION PROCESS 50's | - | TERRAGENE | BT222 | KIWI MEDICAL SUPPLIES L.L.C | - | - | BOX | - | 725 | CONSUMABLES | - | - | - | - | - | - | - | - | - | - | - | - | - | - | - | - | - | - | - | - | - | - | - | - | - | - | - | - | - | - | - | - | - | - | - | - | - | - | - | - | - | - | - | KIWI MEDICAL SUPPLIES LLC | KIWI MEDICAL SUPPLIES LLC | DNF | TERRAGENE | TERRAGENE | BT222 | EA | 1 | PK | 50 | [10 empty] | 42281800 Sterilization indicators and controls | [5 empty] | INDICATOR | BIOLOGICAL | BIONOVA | [9 empty] | SELF CONTAINED, SUPER RAPID FLUORESCENCE, FOR STEAM STERILIZATION PROCESS | [5 empty] | https://terragene.com/product/biological-indicator-bt222/ | SOURCED | UPDATED FROM web site | [7 empty] | QC Completed | Production completed
ESI | 006 |  | SZG |  |  |  | SZG | ABC | Data Enrichment | ABC | [11 empty] | NMC | 806674 | 33219 | 2422800624 | 33219_2422800624 | Med-Surg Consumable | INDICATOR BIOLOGICAL BT95 BIONOVA SELF CONTAINED RAPID FOR HYDROGEN PEROXIDE STERILIZATION PROCESS 50's | - | TERRAGENE | BT95 | KIWI MEDICAL SUPPLIES L.L.C | - | - | BOX | - | 1050 | CONSUMABLES | - | - | - | - | - | - | - | - | - | - | - | - | - | - | - | - | - | - | - | - | - | - | - | - | - | - | - | - | - | - | - | - | - | - | - | - | - | - | - | - | - | - | - | KIWI MEDICAL SUPPLIES LLC | KIWI MEDICAL SUPPLIES LLC | DNF | TERRAGENE | TERRAGENE | BT95 | EA | 1 | PK | 50 | [10 empty] | 42281800 Sterilization indicators and controls | [5 empty] | INDICATOR | BIOLOGICAL | BIONOVA | [9 empty] | SELF CONTAINED RAPID FOR HYDROGEN PEROXIDE STERILIZATION PROCESS | [5 empty] | https://terragene.com/product/biological-indicator-bt95/ | SOURCED | UPDATED FROM web site | [7 empty] | QC Completed | Production completed
ESI | 006 |  | SZG |  |  |  | SZG | ABC | Data Enrichment | ABC | [11 empty] | NMC | 806675 | 33220 | 2422800984 | 33220_2422800984 | Med-Surg Consumable | INDICATOR BIOLOGICAL BT96 BINOVA SELF CONTAINED FOR PLASMA STERILIZATION PROCESS 50's | - | TERRAGENE | BT96 | KIWI MEDICAL SUPPLIES L.L.C | - | - | BOX | - | 950 | CONSUMABLES | - | - | - | - | - | - | - | - | - | - | - | - | - | - | - | - | - | - | - | - | - | - | - | - | - | - | - | - | - | - | - | - | - | - | - | - | - | - | - | - | - | - | - | KIWI MEDICAL SUPPLIES LLC | KIWI MEDICAL SUPPLIES LLC | DNF | TERRAGENE | TERRAGENE | BT96 | EA | 1 | PK | 50 | [10 empty] | 42281800 Sterilization indicators and controls | [5 empty] | INDICATOR | BIOLOGICAL | BIONOVA | [9 empty] | SELF CONTAINED FOR PLASMA STERILIZATION PROCESS | [5 empty] | https://terragene.com/product/biological-indicators-bt96/ | SOURCED | UPDATED FROM web site | [7 empty] | QC Completed | Production completed
ESI | 006 |  | SZG |  |  |  | SZG | ABC | Data Enrichment | ABC | [11 empty] | NMC | 806677 | 33222 | 2422800617 | 33222_2422800617 | Med-Surg Consumable | INDICATOR CLEANING CDWA4 CHEMDYE WITH CDWH HOLDER CLEANING INDICATOR 200's | - | TERRAGENE | CDWA4 | BIN ALI MEDICAL SUPPLIES LLC | - | - | PKT | - | 240 | CONSUMABLES | - | - | - | - | - | - | - | - | - | - | - | - | - | - | - | - | - | - | - | - | - | - | - | - | - | - | - | - | - | - | - | - | - | - | - | - | - | - | - | - | - | - | - | BIN ALI MEDICAL SUPPLIES LLC | BIN ALI MEDICAL SUPPLIES LLC | DNF | TERRAGENE | TERRAGENE | CDWA4 | EA | 1 | PK | 200 | [10 empty] | 42281800 Sterilization indicators and controls | [5 empty] | INDICATOR | BIOLOGICAL | CHEMDYE | [9 empty] | WITH CDWH HOLDER CLEANING INDICATOR | [5 empty] | https://terragene.com/product/splat-washing-indicator/ | SOURCED | UPDATED FROM web site | [7 empty] | QC Completed | Production completed
ESI | 006 |  | SZG |  |  |  | SZG | ABC | Data Enrichment | ABC | [11 empty] | NMC | 806678 | 33223 | 2422800611 | 33223_2422800611 | Med-Surg Consumable | INDICATOR CLEANING CDWU CHEMDYE ULTRASONIC 30's | - | TERRAGENE | CDWU | ALL CARE MEDICAL SUPPLIES L.L.C | - | - | PKT | - | 480 | CONSUMABLES | - | - | - | - | - | - | - | - | - | - | - | - | - | - | - | - | - | - | - | - | - | - | - | - | - | - | - | - | - | - | - | - | - | - | - | - | - | - | - | - | - | - | - | ALL CARE MEDICAL SUPPLIES LLC | ALL CARE MEDICAL SUPPLIES LLC | DNF | TERRAGENE | TERRAGENE | CDWU | EA | 1 | PK | 30 | [10 empty] | 42281800 Sterilization indicators and controls | [5 empty] | INDICATOR | BIOLOGICAL | CHEMDYE | [9 empty] | ULTRASONIC | [5 empty] | https://terragene.com/product-coa/cdwu/ | SOURCED | UPDATED FROM web site | [7 empty] | QC Completed | Production completed
ESI | 006 |  | SZG |  |  |  | SZG | ABC | Data Enrichment | ABC | [11 empty] | NMC | 806679 | 33225 | 2422801158 | 33225_2422801158 | Med-Surg Consumable | INDICATOR STERILIZATION KPCD224-2 BIOLOGICAL RAPID PROCESS CHALLENGE DEVICE 25's | - | TERRAGENE | KPCD224-2 | KIWI MEDICAL SUPPLIES L.L.C | - | - | BOX | - | 1350 | CONSUMABLES | - | - | - | - | - | - | - | - | - | - | - | - | - | - | - | - | - | - | - | - | - | - | - | - | - | - | - | - | - | - | - | - | - | - | - | - | - | - | - | - | - | - | - | KIWI MEDICAL SUPPLIES LLC | KIWI MEDICAL SUPPLIES LLC | DNF | TERRAGENE | TERRAGENE | KPCD224-2 | EA | 1 | PK | 25 | [10 empty] | 42281800 Sterilization indicators and controls | [5 empty] | INDICATOR | BIOLOGICAL | [10 empty] | STERILIZATION RAPID PROCESS CHALLENGE DEVICE | [5 empty] | https://terragene.com/product/20min-steam-test-pack-pcd-kit-with-one-point-integrator/ | SOURCED | UPDATED FROM web site | [7 empty] | QC Completed | Production completed
ESI | 006 |  | SZG |  |  |  | SZG | ABC | Data Enrichment | ABC | [11 empty] | NMC | 806681 | 33227 | 2422950104 | 33227_2422950104 | Med-Surg Consumable | INDICATOR BIOLOGICAL BT220 BIONOVA SELF CONTAINED STEAM RAPID FOR STEAM STERILIZATION PROCESS 50'S | - | TERRAGENE | TERRAGENE S.A | BIN ALI MEDICAL SUPPLIES LLC | - | - | BOX | - | 780 | CONSUMABLES | - | - | - | - | - | - | - | - | - | - | - | - | - | - | - | - | - | - | - | - | - | - | - | - | - | - | - | - | - | - | - | - | - | - | - | - | - | - | - | - | - | - | - | BIN ALI MEDICAL SUPPLIES LLC | BIN ALI MEDICAL SUPPLIES LLC | DNF | TERRAGENE | TERRAGENE | BT220 | EA | 1 | PK | 50 | [10 empty] | 42281800 Sterilization indicators and controls | [5 empty] | INDICATOR | BIOLOGICAL | BIONOVA | [9 empty] | SELF CONTAINED, RAPID, FOR STEAM STERILIZATION PROCESS | [5 empty] | https://terragene.com/product/biological-indicator-bt220/ | SOURCED | UPDATED FROM web site | [7 empty] | QC Completed | Production completed
ESI | 006 |  | SZG |  |  |  | SZG | ABC | Data Enrichment | ABC | [11 empty] | NMC | 806736 | 33959 | 2411200420 | 33959_2411200420 | Med-Surg Consumable | SLIDE MICROSCOPE 6686-S50 GOLD DEAL RITE-ON SUPER THIN FROSTED ENDS 72's | - | THOMAS SCIENTIFIC | 6686-S50 | MILAB SCIENTIFIC & LABORATORY EQUIPMENT TRADING LLC | - | - | BOX | - | 120 | CONSUMABLES | - | - | - | - | - | - | - | - | - | - | - | - | - | - | - | - | - | - | - | - | - | - | - | - | - | - | - | - | - | - | - | - | - | - | - | - | - | - | - | - | - | - | - | MILAB SCIENTIFIC & LABORATORY EQUIPMENT TRADING LLC | MILAB SCIENTIFIC & LABORATORY EQUIPMENT TRADING LLC | DNF | THOMAS SCIENTIFIC | THOMAS SCIENTIFIC | 6686-S50 | EA | 1 | PK | 72 | [10 empty] | 41122601 Microscope slides | [5 empty] | SLIDE | MICROSCOPE | GOLD DEAL RITE-ON | [9 empty] | SUPER THIN FROSTED END | [5 empty] | URL NOT FOUND | UNSOURCED | UPDATED FROM input | [7 empty] | QC Completed | Production completed
ESI | 006 |  | SZG |  |  |  | SZG | ABC | Data Enrichment | ABC | [11 empty] | NMC | 806737 | 33964 | 2411104459 | 33964_2411104459 | Med-Surg Consumable | KIT CYTOLOGY TEST CYTO-KIT3 COMPLET LBC FOR BLX TIANJIN BIOTECH 200T | - | TIANJIN BIOTECH | CYTO-KIT3 | Altibia Elebtikal Technologies | - | - | KIT | - | 3600 | CONSUMABLES | - | - | - | - | - | - | - | - | - | - | - | - | - | - | - | - | - | - | - | - | - | - | - | - | - | - | - | - | - | - | - | - | - | - | - | - | - | - | - | - | - | - | - | ALTIBIA ELEBTIKAL TECHNOLOGIES | ALTIBIA ELEBTIKAL TECHNOLOGIES | DNF | TIANJIN BIOTECH | TIANJIN BIOTECH | CYTO-KIT3 | [14 empty] | 41116111 Cytology test kits or supplies | [5 empty] | KIT | CYTOLOGY TEST |  | COMPLET LBC | [8 empty] | FOR BLX , 200 TEST | [5 empty] | URL NOT FOUND | UNSOURCED | [8 empty] | QC Completed | Production completed
ESI | 006 |  | SZG |  |  |  | SZG | ABC | Data Enrichment | ABC | [11 empty] | NMC | 806766 | 34028 | 2IN0005354 | 34028_2IN0005354 | Med-Surg Consumable | TROCAR SURGICAL 626-121-91 MULTIFUNCTIONAL SLEEVE METAL TUBE OD11 MM X FL100 MM SMOOTH | - | TONTARRA | 626-121-91 | PREMIUM MEDICAL SUPPLIES LLC | - | - | EA | - | 1840 | INSTRUMENT | - | - | - | - | - | - | - | - | - | - | - | - | - | - | - | - | - | - | - | - | - | - | - | - | - | - | - | - | - | - | - | - | - | - | - | - | - | - | - | - | - | - | - | PREMIUM MEDICAL SUPPLIES LLC | PREMIUM MEDICAL SUPPLIES LLC | DNF | TONTARRA | TONTARRA | 626-121-91 | [14 empty] | 42291635 Surgical trocars for general use | [5 empty] | TROCAR | SURGICAL | [5 empty] | 11X100MM |  |  |  |  | MULTIFUNCTIONAL SLEEVE METAL TUBE, SMOOTH | [5 empty] | https://tontarra-extranet.de/produkt/hasson-cone/?_x_tr_sl=de&_x_tr_tl=en&_x_tr_hl=en&_x_tr_pto=sc | SOURCED | [8 empty] | QC Completed | Production completed
ESI | 006 |  | SZG |  |  |  | SZG | ABC | Data Enrichment | ABC | [11 empty] | NMC | 806853 | 34544 | 2422922919 | 34544_2422922919 | Med-Surg Consumable | GTT BEVERAGE,50G,24BOTTLES/BOX,MFR***THERMO FISHER(NERL),USA | - | TRUTOL | TRUTOL | HORIZON MEDICAL SUPPLIES | - | - | BOX | - | 180 | CONSUMABLES | - | - | - | - | - | - | - | - | - | - | - | - | - | - | - | - | - | - | - | - | - | - | - | - | - | - | - | - | - | - | - | - | - | - | - | - | - | - | - | - | - | - | - | HORIZON MEDICAL SUPPLIES | HORIZON MEDICAL SUPPLIES | DNF | TRUTOL | TRUTOL | DNF | EA | 1 | BX | 24 | [10 empty] | 41116206 Diagnostic beverages for laboratory testing | [5 empty] | BEVERAGE | DIAGNOSTIC |  | GTT | [6 empty] | 50G | [7 empty] | URL NOT FOUND | UNSOURCED | UPDATED FROM input | [7 empty] | QC Completed | Production completed
ESI | 006 |  | SZG |  |  |  | SZG | ABC | Data Enrichment | ABC | [11 empty] | NMC | 806961 | 34702 | 2411101534 | 34702_2411101534 | Med-Surg Consumable | KIT MICROBIOLOGY TEST PARAMAX-3 MALARIA PAN/PV/PF 25T | - | TULIP | TULIP | AL SHAMMAS MEDICAL EQUIPMENTS | - | - | KIT | - | 220 | CONSUMABLES | - | - | - | - | - | - | - | - | - | - | - | - | - | - | - | - | - | - | - | - | - | - | - | - | - | - | - | - | - | - | - | - | - | - | - | - | - | - | - | - | - | - | - | AL SHAMMAS MEDICAL EQUIPMENTS | AL SHAMMAS MEDICAL EQUIPMENTS | DNF | TULIP | TULIP | DNF | [14 empty] | 41116129 Microbiology or bacteriology test kits or supplies | [5 empty] | KIT | MICROBIOLOGY TEST | PARAMAX-3 | MALARIA PAN/PV/PF | [8 empty] | 25 TEST | [5 empty] | URL NOT FOUND | UNSOURCED | [8 empty] | QC Completed | Production completed
ESI | 006 |  | SZG |  |  |  | SZG | ABC | Data Enrichment | ABC | [11 empty] | NMC | 807009 | 34828 | 2411105052 | 34828_2411105052 | Med-Surg Consumable | KIT MICROBIOLOGY UNIMEDICA COVID 19 AMPLIFICATION INCLUDING PCR PLATES, PCR STRIPS, FILTERED TIPS, VTM TUBE WITH COLLECTION SWAB AND 5ML TUBE | - | UNIMEDICA | - | MEDFLEX TECHNICAL SERVICES L.L.C | - | - | KIT | - | 6.1 | CONSUMABLES | - | - | - | - | - | - | - | - | - | - | - | - | - | - | - | - | - | - | - | - | - | - | - | - | - | - | - | - | - | - | - | - | - | - | - | - | - | - | - | - | - | - | - | MEDFLEX TECHNICAL SERVICES LLC | MEDFLEX TECHNICAL SERVICES LLC | DNF | UNIMEDICA | UNIMEDICA | DNF | [14 empty] | 41116144 Virology test kits or supplies | [5 empty] | KIT | VIROLOGY TEST |  | COVID 19 | [8 empty] | AMPLIFICATION INCLUDING PCR PLATES, PCR STRIPS, FILTERED TIPS, VTM TUBE WITH COLLECTION SWAB AND 5ML TUBE |  |  |  |  | MICROBIOLOGY | URL NOT FOUND | UNSOURCED | [8 empty] | QC Completed | Production completed
ESI | 006 |  | SZG |  |  |  | SZG | ABC | Data Enrichment | ABC | [11 empty] | NMC | 807029 | 34869 | 2411000838 | 34869_2411000838 | Med-Surg Consumable | TUBE BLOOD COLLECTION TPS 234603 VACUSERA K2EDTA OD13 MM X L75 MM 3 ML PURPLE 100's | - | VACUSERA | 234603 | TASCO STAR PHARMACEUTICALS L.L.C | - | - | BOX | - | 24 | CONSUMABLES | - | - | - | - | - | - | - | - | - | - | - | - | - | - | - | - | - | - | - | - | - | - | - | - | - | - | - | - | - | - | - | - | - | - | - | - | - | - | - | - | - | - | - | TASCO STAR PHARMACEUTICALS L.L.C | TASCO STAR PHARMACEUTICALS L.L.C | DNF | VACUSERA | VACUSERA | VACUSERA | EA | 1 | PK | 100 | CA | 1200 | [8 empty] | 41104107 VACUUM BLOOD COLLECTION TUBES OR CONTAINERS | [5 empty] | TUBE | BLOOD COLLECTION |  | K2EDTA |  |  |  | 13X75MM |  | 3ML |  |  | PAPER LABEL | [5 empty] | https://www.disera.com.tr/en/products/k2edta-tubes/ | THIRD PARTY | UPDATED FROM web site | [7 empty] | QC Completed | Production completed
ESI | 006 |  | SZG |  |  |  | SZG | ABC | Data Enrichment | ABC | [11 empty] | NMC | 807030 | 34870 | 2411000839 | 34870_2411000839 | Med-Surg Consumable | TUBE BLOOD COLLECTION TSMETDV-235305 VACUSERA 5ML SERUM GEL AND CLOT ACTIVATOR TUBE YELLOW ORANGE 100's | - | VACUSERA | TSMETDV-235305 | TASCO STAR PHARMACEUTICALS L.L.C | - | - | BOX | - | 37 | CONSUMABLES | - | - | - | - | - | - | - | - | - | - | - | - | - | - | - | - | - | - | - | - | - | - | - | - | - | - | - | - | - | - | - | - | - | - | - | - | - | - | - | - | - | - | - | TASCO STAR PHARMACEUTICALS L.L.C | TASCO STAR PHARMACEUTICALS L.L.C | DNF | VACUSERA | VACUSERA | VACUSERA | EA | 1 | PK | 100 | CA | 1200 | [8 empty] | 41104107 VACUUM BLOOD COLLECTION TUBES OR CONTAINERS | [5 empty] | TUBE | BLOOD COLLECTION |  | SERUM GEL AND CLOT ACTIVATOR |  |  |  | 13X100MM |  | 5ML | [6 empty] | YELLOW ORANGE |  | https://www.disera.com.tr/en/wp-content/uploads/2021/12/Vacusera-Product-Catalogue-V6.pdf | THIRD PARTY | UPDATED FROM web site | [7 empty] | QC Completed | Production completed
ESI | 006 |  | SZG |  |  |  | SZG | ABC | Data Enrichment | ABC | [11 empty] | NMC | 807169 | 35117 | 2421402922 | 35117_2421402922 | Med-Surg Consumable | V-CARE STERICONTROL V-CARE-SC0P FOR MEDIUM HANDLING PLASTIC 20ML EACH | - | VITROMED | V-CARE-SC0P | REPROLAB | - | - | Each | - | 190 | CONSUMABLES | - | - | - | - | - | - | - | - | - | - | Purchased Item | Y | Y | Y | Y | 2 | 4 | - | - | - | Y | - | - | Finished Good | Active | - | FG | 2 | Y | Y | Y | - | - | - | - | - | Y | - | - | N | - | - | - | REPROLAB | REPROLAB | DNF | VITROMED | VITROMED | V-CARE-SC0P | [14 empty] | 41106200 Microorganism propagation and transformation media and kits and equipment | [5 empty] | CONTROL | STERILIZATION | STERICONTROL | [6 empty] | 20ML |  |  | FOR MEDIUM HANDLING PLASTIC | [5 empty] | URL NOT FOUND | UNSOURCED | [8 empty] | QC Completed | Production completed
ESI | 006 |  | SZG |  |  |  | SZG | ABC | Data Enrichment | ABC | [11 empty] | NMC | 807207 | 35174 | 2411200757 | 35174_2411200757 | Med-Surg Consumable | TIP PIPETTE 20UL FILTER TIPS UNIVERSAL GRADUATED TYPE STERILE VWR 960's | - | VWR INTERNATIONAL | - | Agilelab Laboratories Tools & Requisites Trading l.l.c | - | - | PKT | - | 100 | CONSUMABLES | - | - | - | - | - | - | - | - | - | - | Purchased Item | Y | Y | Y | Y | 2 | 4 | - | - | - | Y | - | - | Finished Good | Active | - | FG | 2 | Y | Y | N | - | - | - | - | - | Y | - | - | N | - | - | - | AGILELAB LABORATORIES TOOLS & REQUISITES TRADING L.L.C | AGILELAB LABORATORIES TOOLS & REQUISITES TRADING L.L.C | DNF | VWR INTERNATIONAL | VWR INTERNATIONAL | DNF | EA | 1 | PK | 960 | [10 empty] | 41121601 Filter tip pipette tips | [5 empty] | TIP | PIPETTE |  |  |  |  | UNIVERSAL |  |  | 20MU L |  |  | GRADUATED TYPE, FILTER | STERILE |  |  |  |  | URL NOT FOUND | UNSOURCED | UPDATED FROM input | [7 empty] | QC Completed | Production completed
ESI | 006 |  | SZG |  |  |  | SZG | ABC | Data Enrichment | ABC | [11 empty] | NMC | 807236 | 35299 | 2411200549 | 35299_2411200549 | Med-Surg Consumable | TUBE CAPILLARY 8217000 HEPARIN 170 MUL GLASS 100's | - | WERFEN GROUP | 8217000 | HORIZON MEDICAL SUPPLIES | - | - | BOX | - | 200 | CONSUMABLES | - | - | - | - | - | - | - | - | - | - | Purchased Item | Y | Y | Y | Y | 2 | 4 | - | - | - | Y | - | - | Finished Good | Active | - | FG | 2 | Y | Y | N | - | - | - | - | - | Y | - | - | N | - | - | - | HORIZON MEDICAL SUPPLIES | HORIZON MEDICAL SUPPLIES | DNF | WERFEN GROUP | WERFEN GROUP | 8217000 | EA | 1 | PK | 100 | [10 empty] | 41121709 Capillary or hematocrit tubes | [5 empty] | TUBE | CAPILLARY |  | GLASS | [5 empty] | 170MU L | [8 empty] | https://www.cddft.nhs.uk/media/543496/policy%20for%20blood%20gas%20analysis.pdf | THIRD PARTY | UPDATED FROM input | [7 empty] | QC Completed | Production completed
ESI | 006 |  | SZG |  |  |  | SZG | ABC | Data Enrichment | ABC | [11 empty] | NMC | 807264 | 35364 | 2411105116 | 35364_2411105116 | Med-Surg Consumable | KIT MICROBIOLOGY TEST COVID 19 SARS-COV-2 FAST PCR NUCLEIC ACID FREEZE-DRIED SAMPLE RELEASE AGENT + QPT1000 REACTION TUBE 100T | - | WUHAN EASY DIAGNOSIS | - | BIO ONE MEDICAL SUPPLIES | - | - | KIT | - | 1550 | CONSUMABLES | - | - | - | - | - | - | - | - | - | - | Purchased Item | Y | Y | Y | Y | 2 | 4 | - | - | - | Y | - | - | Finished Good | Active | - | FG | 2 | Y | Y | N | - | - | - | - | - | Y | - | - | N | - | - | - | BIO ONE MEDICAL SUPPLIES | BIO ONE MEDICAL SUPPLIES | DNF | WUHAN EASY DIAGNOSIS | WUHAN EASY DIAGNOSIS | DNF | [14 empty] | 41116144 Virology test kits or supplies | [5 empty] | KIT | VIROLOGY TEST |  | COVID 19 SARS-COV-2 | [8 empty] | FAST PCR NUCLEIC ACID FREEZE-DRIED SAMPLE RELEASE AGENT + QPT1000 REACTION TUBE, 100 TEST |  |  |  |  | MICROBIOLOGY | URL NOT FOUND | UNSOURCED | [8 empty] | QC Completed | Production completed
ESI | 006 |  | SZG |  |  |  | SZG | ABC | Data Enrichment | ABC | [11 empty] | NMC | 807293 | 35486 | 2422924575 | 35486_2422924575 | Med-Surg Consumable | VISTHESIA 1.5%, CAT# ZES-1833944 ***MFG: CARL ZEISS. | - | ZEISS(ALPHAMED) | ZEISS(ALPHAMED) | ALPHAMED CO. (ABU DHABI) LTD. | - | - | Each | - | 200 | CONSUMABLES | - | - | - | - | - | - | - | - | - | - | Purchased Item | Y | Y | Y | Y | 2 | 2 | - | - | - | Y | - | - | Finished Good | Active | - | FG | 2 | Y | Y | N | - | - | - | - | - | Y | - | - | N | - | - | - | ALPHAMED CO (ABU DHABI) LTD | ALPHAMED CO (ABU DHABI) LTD | DNF | CARL ZEISS INC | CARL ZEISS INC | 1833944 | [14 empty] | 51241100 Ophthalmic agents | [5 empty] | SOLUTION | OPHTHALMIC |  | VISTHESIA 1.5% | [14 empty] | URL NOT FOUND | UNSOURCED | [8 empty] | QC Completed | Production completed
ESI | 006 |  | PUS | CAT NO. NOT FOUND |  | PKG FRM INPUT | PUS | ABC | Data Enrichment | ABC | [11 empty] | NMC | 806739 | 33997 | 2421506845 | 33997_2421506845 | Med-Surg Consumable | WEDGE DENTAL WOODEN MEDIUM 100's | - | TOI | TOI | AL ARABIA MEDICAL SURGICAL EQUIPMENT TRADING LLC. | - | - | BOX | - | 25 | CONSUMABLES | - | - | - | - | - | - | - | - | - | - | - | - | - | - | - | - | - | - | - | - | - | - | - | - | - | - | - | - | - | - | - | - | - | - | - | - | - | - | - | - | - | - | - | AL ARABIA MEDICAL SURGICAL EQUIPMENT TRADING LLC. | AL ARABIA MEDICAL SURGICAL EQUIPMENT TRADING LLC. |  | TOI | TOI |  |  |  |  | EA | 1 | BX | 100 | [10 empty] | 42153006 Dental wedges or sets |  |  |  |  | WEDGE | DENTAL |  | WOODEN |  |  | MEDIUM | [11 empty] | X | [7 empty] | QC Completed | ok
ESI | 006 |  | PUS | THIRD PARTY |  | OK | PUS | ABC | Data Enrichment | ABC | [11 empty] | NMC | 806753 | 34013 | 2421503709 | 34013_2421503709 | Med-Surg Consumable | SEALANT PROTECTIVE 15124 SHIELD FORCE PLUS REFILL | - | TOKUYAMA | 15124 | SCORPIOS INTERNATIONAL LLC | - | - | Each | - | 300 | CONSUMABLES | - | - | - | - | - | - | - | - | - | - | - | - | - | - | - | - | - | - | - | - | - | - | - | - | - | - | - | - | - | - | - | - | - | - | - | - | - | - | - | - | - | - | - | SCORPIOS INTERNATIONAL LLC | SCORPIOS INTERNATIONAL LLC |  | TOKUYAMA | TOKUYAMA | 15124 | [17 empty] | 42152423 Dental pit or fissure sealants |  |  |  |  | SEALANT | PROTECTIVE | SHIELD FORCE PLUS | [6 empty] | 3ML |  |  | REFILL, LIGHT CURED DESENSITIZER | [5 empty] | https://mvpdentalsupply.com/products/tokuyama-15124-shield-force-plus-light-cured-desensitizer-3ml-15121?variant=44558187364594 | [7 empty] | QC Completed | ok
ESI | 006 |  | PUS | UNSOURCED |  | OK | PUS | ABC | Data Enrichment | ABC | [11 empty] | NMC | 806764 | 34025 | 2421505537 | 34025_2421505537 | Med-Surg Consumable | ADHESIVE ETCHING TOK-E-14881 PALFIQUE BOND 5ML REFILL | - | TOKUYAMA | TOK-E-14881 | SCORPIOS INTERNATIONAL LLC | - | - | Each | - | 300 | CONSUMABLES | - | - | - | - | - | - | - | - | - | - | - | - | - | - | - | - | - | - | - | - | - | - | - | - | - | - | - | - | - | - | - | - | - | - | - | - | - | - | - | - | - | - | - | SCORPIOS INTERNATIONAL LLC | SCORPIOS INTERNATIONAL LLC |  | TOKUYAMA | TOKUYAMA | TOK-E-14881 | [17 empty] | 42151505 Tooth etching supplies |  |  |  |  | ADHESIVE | ETCHING | PALFIQUE BOND | [6 empty] | 5ML |  |  | REFILL | [5 empty] | URL NOT FOUND | [7 empty] | QC Completed | ok
ESI | 006 |  | PUS | UNSOURCED |  | OK | PUS | ABC | Data Enrichment | ABC | [11 empty] | NMC | 806765 | 34026 | 2421509229 | 34026_2421509229 | Med-Surg Consumable | SYRINGE DENTAL 13513 PALFIQUE LX5 A3.5 SHADE 3.8GM | - | TOKUYAMA | TOKUYAMA | SCORPIOS INTERNATIONAL LLC | - | - | Each | - | 170 | CONSUMABLES | - | - | - | - | - | - | - | - | - | - | - | - | - | - | - | - | - | - | - | - | - | - | - | - | - | - | - | - | - | - | - | - | - | - | - | - | - | - | - | - | - | - | - | SCORPIOS INTERNATIONAL LLC | SCORPIOS INTERNATIONAL LLC |  | TOKUYAMA | TOKUYAMA | 13513 | [17 empty] | 42152508 Dental syringes or needles or syringes with needles |  |  |  |  | SYRINGE | DENTAL | PALFIQUE LX5 | [7 empty] | 3.8G |  | A3.5 |  |  |  |  | SHADE | URL NOT FOUND | [7 empty] | QC Completed | ok
ESI | 006 |  | PUS | UNSOURCED |  | PKG FRM INPUT | PUS | ABC | Data Enrichment | ABC | [11 empty] | NMC | 806770 | 34039 | 2421508190 | 34039_2421508190 | Med-Surg Consumable | METAL MATRICE 1.398 SADDLE CONTOURED MATRIX BAND 100's | - | TOR | 1.398 | AL ARABIA MEDICAL SURGICAL EQUIPMENT TRADING LLC. | - | - | BOX | - | 90 | CONSUMABLES | - | - | - | - | - | - | - | - | - | - | - | - | - | - | - | - | - | - | - | - | - | - | - | - | - | - | - | - | - | - | - | - | - | - | - | - | - | - | - | - | - | - | - | AL ARABIA MEDICAL SURGICAL EQUIPMENT TRADING LLC. | AL ARABIA MEDICAL SURGICAL EQUIPMENT TRADING LLC. |  | TOR | TOR | 1.398 |  |  |  | EA | 1 | BX | 100 | [10 empty] | 42153002 Dental matrices or sets |  |  |  |  | MATRICE | DENTAL |  | METAL | [8 empty] | SADDLE, CONTOURED | [5 empty] | URL NOT FOUND | [7 empty] | QC Completed | ok
ESI | 006 |  | PUS | CAT NO. NOT FOUND |  | PKG FRM INPUT | PUS | ABC | Data Enrichment | ABC | [11 empty] | NMC | 806771 | 34040 | 2421508513 | 34040_2421508513 | Med-Surg Consumable | WEDGE DENTAL WOODEN TOR ASSORTED 400's | - | TOR | TOR | MEDLINE BIOMEDICAL SYSTEMS LLC | - | - | BOX | - | 35 | CONSUMABLES | - | - | - | - | - | - | - | - | - | - | - | - | - | - | - | - | - | - | - | - | - | - | - | - | - | - | - | - | - | - | - | - | - | - | - | - | - | - | - | - | - | - | - | MEDLINE BIOMEDICAL SYSTEMS LLC | MEDLINE BIOMEDICAL SYSTEMS LLC |  | TOR | TOR |  |  |  |  | EA | 1 | BX | 400 | [10 empty] | 42153006 Dental wedges or sets |  |  |  |  | WEDGE | DENTAL |  | WOODEN | [8 empty] | TOR ASSORTED | [5 empty] | X | [7 empty] | QC Completed | ok
ESI | 006 |  | PUS | UNSOURCED |  | OK | PUS | ABC | Data Enrichment | ABC | [11 empty] | NMC | 806772 | 34041 | 2421507868 | 34041_2421507868 | Med-Surg Consumable | MATRICES DENTAL 1510 CONTOURED METAL FOR MOLAR | - | TOR VM | 1510 | AL ARABIA MEDICAL SURGICAL EQUIPMENT TRADING LLC. | - | - | Each | - | 85 | CONSUMABLES | - | - | - | - | - | - | - | - | - | - | - | - | - | - | - | - | - | - | - | - | - | - | - | - | - | - | - | - | - | - | - | - | - | - | - | - | - | - | - | - | - | - | - | AL ARABIA MEDICAL SURGICAL EQUIPMENT TRADING LLC. | AL ARABIA MEDICAL SURGICAL EQUIPMENT TRADING LLC. |  | TOR VM | TOR VM | 1510 | [17 empty] | 42153002 Dental matrices or sets |  |  |  |  | MATRICE | DENTAL |  | METAL | [7 empty] | MOLAR | CONTOURED | [5 empty] | URL NOT FOUND | [7 empty] | QC Completed | ok
ESI | 006 |  | PUS | UNSOURCED |  | OK | PUS | ABC | Data Enrichment | ABC | [11 empty] | NMC | 806773 | 34042 | 2421507869 | 34042_2421507869 | Med-Surg Consumable | MATRICES DENTAL 1511 CONTOURED METAL FOR PREMOLAR | - | TOR VM | 1511 | AL ARABIA MEDICAL SURGICAL EQUIPMENT TRADING LLC. | - | - | Each | - | 85 | CONSUMABLES | - | - | - | - | - | - | - | - | - | - | - | - | - | - | - | - | - | - | - | - | - | - | - | - | - | - | - | - | - | - | - | - | - | - | - | - | - | - | - | - | - | - | - | AL ARABIA MEDICAL SURGICAL EQUIPMENT TRADING LLC. | AL ARABIA MEDICAL SURGICAL EQUIPMENT TRADING LLC. |  | TOR VM | TOR VM | 1511 | [17 empty] | 42153002 Dental matrices or sets |  |  |  |  | MATRICE | DENTAL |  | METAL | [7 empty] | PREMOLAR | CONTOURED | [5 empty] | URL NOT FOUND | [7 empty] | QC Completed | ok
ESI | 006 |  | PUS | CAT NO. NOT FOUND |  | PKG FRM INPUT | PUS | ABC | Data Enrichment | ABC | [11 empty] | NMC | 806774 | 34043 | 2421506610 | 34043_2421506610 | Med-Surg Consumable | STRIP TRANSPARENT DENTAL TOR VM OD10 MM 100's | - | TOR VM | TOR VM | AL ARABIA MEDICAL SURGICAL EQUIPMENT TRADING LLC. | - | - | BOX | - | 25 | CONSUMABLES | - | - | - | - | - | - | - | - | - | - | - | - | - | - | - | - | - | - | - | - | - | - | - | - | - | - | - | - | - | - | - | - | - | - | - | - | - | - | - | - | - | - | - | AL ARABIA MEDICAL SURGICAL EQUIPMENT TRADING LLC. | AL ARABIA MEDICAL SURGICAL EQUIPMENT TRADING LLC. |  | TOR VM | TOR VM |  |  |  |  | EA | 1 | BX | 100 | [10 empty] | 42151806 Dental finishing or polishing strips |  |  |  |  | STRIP | DENTAL | [5 empty] | 10MM |  |  |  |  | TRANSPARENT | [5 empty] | X | [7 empty] | QC Completed | ok
ESI | 006 |  | PUS | CAT NO. NOT FOUND |  | OK | PUS | ABC | Data Enrichment | ABC | [11 empty] | NMC | 806775 | 34044 | 2421507039 | 34044_2421507039 | Med-Surg Consumable | STRIP DENTAL STRIPROLL 6 MM X 0.050 MM METAL TORVM | - | TOR VM | TOR VM | AL ARABIA MEDICAL SURGICAL EQUIPMENT TRADING LLC. | - | - | Each | - | 30 | CONSUMABLES | - | - | - | - | - | - | - | - | - | - | - | - | - | - | - | - | - | - | - | - | - | - | - | - | - | - | - | - | - | - | - | - | - | - | - | - | - | - | - | - | - | - | - | AL ARABIA MEDICAL SURGICAL EQUIPMENT TRADING LLC. | AL ARABIA MEDICAL SURGICAL EQUIPMENT TRADING LLC. |  | TOR VM | TOR VM | [18 empty] | 42151806 Dental finishing or polishing strips |  |  |  |  | STRIP | DENTAL |  | METAL |  |  |  | 6X0.050MM |  |  |  |  | STRIPROLL | [5 empty] | X | [7 empty] | QC Completed | ok
ESI | 006 |  | PUS | CAT NO. NOT FOUND |  | OK | PUS | ABC | Data Enrichment | ABC | [11 empty] | NMC | 806842 | 34522 | 2531300534 | 34522_2531300534 | Med-Surg Consumable | FLOSS DENTAL TRISA PROFESSIONAL EASY WAXED MINT 40M | - | TRISA | TRISA | AL ARABIA MEDICAL SURGICAL EQUIPMENT TRADING LLC. | - | - | Each | - | 9 | CONSUMABLES | - | - | - | - | - | - | - | - | - | - | - | - | - | - | - | - | - | - | - | - | - | - | - | - | - | - | - | - | - | - | - | - | - | - | - | - | - | - | - | - | - | - | - | AL ARABIA MEDICAL SURGICAL EQUIPMENT TRADING LLC. | AL ARABIA MEDICAL SURGICAL EQUIPMENT TRADING LLC. |  | TRISA | TRISA | [18 empty] | 53131504 Dental floss |  |  |  |  | FLOSS | DENTAL | TRISA | NYLON |  |  |  | 40MR |  |  |  |  | PROFESSIONAL, EASY WAXED, MINT | [5 empty] | X | [7 empty] | QC Completed | ok
ESI | 006 |  | PUS | UNSOURCED |  | PKG FRM INPUT | PUS | ABC | Data Enrichment | ABC | [11 empty] | NMC | 806980 | 34793 | 2421502579 | 34793_2421502579 | Med-Surg Consumable | SYRINGE DENTAL 410 SILANE UP 1.2ML SINGLE COMPONENT 2's | - | ULTRADENT | 410 | ELWAN TECHNICAL SUPPLIES | - | - | PKT | - | 120 | CONSUMABLES | - | - | - | - | - | - | - | - | - | - | - | - | - | - | - | - | - | - | - | - | - | - | - | - | - | - | - | - | - | - | - | - | - | - | - | - | - | - | - | - | - | - | - | ELWAN TECHNICAL SUPPLIES | ELWAN TECHNICAL SUPPLIES |  | ULTRADENT | ULTRADENT | 410 |  |  |  | EA | 1 | PK | 2 | [10 empty] | 42152508 Dental syringes or needles or syringes with needles |  |  |  |  | SYRINGE | DENTAL | [7 empty] | 1.2ML |  |  | SILANE UP, SINGLE COMPONENT | [5 empty] | URL NOT FOUND | [7 empty] | QC Completed | ok
ESI | 006 |  | PUS | SOURCED |  | OK | PUS | ABC | Data Enrichment | ABC | [11 empty] | NMC | 806982 | 34795 | 2421506931 | 34795_2421506931 | Med-Surg Consumable | KIT RESTORATIVE 3059 COMPOSITE WETTING RESIN 1.2ML LIGHT CURED 2's | - | ULTRADENT | 3059 | SCORPIOS INTERNATIONAL LLC | - | - | PKT | - | 180 | CONSUMABLES | - | - | - | - | - | - | - | - | - | - | - | - | - | - | - | - | - | - | - | - | - | - | - | - | - | - | - | - | - | - | - | - | - | - | - | - | - | - | - | - | - | - | - | SCORPIOS INTERNATIONAL LLC | SCORPIOS INTERNATIONAL LLC |  | ULTRADENT | ULTRADENT | 3059 |  |  |  | EA | 1 | PK | 2 | [10 empty] | 42152425 Denture resins |  |  |  |  | RESIN | DENTAL | [7 empty] | 1.2ML |  |  | KIT, RESTORATIVE, WETTING, LIGHT CURE | [5 empty] | https://www.ultradent.com/products/categories/composites/wetting-resin/wetting-resin?sku=3059- | [7 empty] | QC Completed | ok
ESI | 006 |  | PUS | SOURCED |  | OK | PUS | ABC | Data Enrichment | ABC | [11 empty] | NMC | 807000 | 34816 | 2421508780 | 34816_2421508780 | Med-Surg Consumable | COMPOSITE DENTAL 947 PERMAFLO FLOWABLE A1 SHADE REFILL | - | ULTRADENT | ULTRADENT | ELWAN TECHNICAL SUPPLIES | - | - | Each | - | 150 | CONSUMABLES | - | - | - | - | - | - | - | - | - | - | - | - | - | - | - | - | - | - | - | - | - | - | - | - | - | - | - | - | - | - | - | - | - | - | - | - | - | - | - | - | - | - | - | ELWAN TECHNICAL SUPPLIES | ELWAN TECHNICAL SUPPLIES |  | ULTRADENT | ULTRADENT | 947 | [17 empty] | 42152508 Dental syringes or needles or syringes with needles |  |  |  |  | SYRINGE | DENTAL | PERMAFLO |  |  |  | MINI | [5 empty] | KIT, FLOWABLE COMPOSITE, A1 SHADE, REFILL | [5 empty] | https://www.ultradent.com/products/categories/composites/flowable-composite/permaflo?sku=947- | [7 empty] | QC Completed | ok
ESI | 006 |  | PUS | SOURCED |  | OK | PUS | ABC | Data Enrichment | ABC | [11 empty] | NMC | 807002 | 34818 | 2421509344 | 34818_2421509344 | Med-Surg Consumable | COMPOSITE DENTAL 963 PERMAFLO PINK FLOWABLE ULTRADENT | - | ULTRADENT | ULTRADENT | ELWAN TECHNICAL SUPPLIES | - | - | Each | - | 200 | CONSUMABLES | - | - | - | - | - | - | - | - | - | - | - | - | - | - | - | - | - | - | - | - | - | - | - | - | - | - | - | - | - | - | - | - | - | - | - | - | - | - | - | - | - | - | - | ELWAN TECHNICAL SUPPLIES | ELWAN TECHNICAL SUPPLIES |  | ULTRADENT | ULTRADENT | 963 | [17 empty] | 42152508 Dental syringes or needles or syringes with needles |  |  |  |  | SYRINGE | DENTAL | PERMAFLO |  |  |  | MINI | [5 empty] | FLOWABLE, REFILL |  |  |  | PINK |  | https://www.ultradent.com/products/categories/composites/flowable-composite/permaflo-pink?sku=963- | [7 empty] | QC Completed | ok
ESI | 006 |  | PUS | CAT NO. NOT FOUND |  | OK | PUS | ABC | Data Enrichment | ABC | [11 empty] | NMC | 807135 | 35033 | 2421509934 | 35033_2421509934 | Med-Surg Consumable | SHADE DENTAL THERMO SENS RIGID T05 | - | VERTEX | - | AL HAYAT PHARMACEUTICALS | - | - | EA | - | 252 | CONSUMABLES | - | - | - | - | - | - | - | - | - | - | Purchased Item | Y | Y | Y | Y | 2 | 4 | - | - | - | Y | - | - | Finished Good | Active | - | FG | 2 | Y | Y | N | - | - | - | - | - | Y | - | - | N | - | - | - | AL HAYAT PHARMACEUTICALS | AL HAYAT PHARMACEUTICALS |  | VERTEX | VERTEX | [18 empty] | 42151507 Dental shades |  |  |  |  | SHADE | DENTAL | THERMOSENS | [9 empty] | RIGID, T05 | [5 empty] | X | [7 empty] | QC Completed | ok
ESI | 006 |  | PUS | THIRD PARTY |  | OK | PUS | ABC | Data Enrichment | ABC | [11 empty] | NMC | 807136 | 35035 | 2421506454 | 35035_2421506454 | Med-Surg Consumable | WAX DENTAL FVMOD0003 VERTEX MODELING REGULAR 1000GM | - | VERTEX | FVMOD0003 | AL ARABIA MEDICAL SURGICAL EQUIPMENT TRADING LLC. | - | - | Each | - | 25 | CONSUMABLES | - | - | - | - | - | - | - | - | - | - | Purchased Item | Y | Y | Y | Y | 2 | 4 | - | - | - | Y | - | - | Finished Good | Active | - | FG | 2 | Y | Y | N | - | - | - | - | - | Y | - | - | N | - | - | - | AL ARABIA MEDICAL SURGICAL EQUIPMENT TRADING LLC. | AL ARABIA MEDICAL SURGICAL EQUIPMENT TRADING LLC. |  | VERTEX | VERTEX | FVMOD0003 | [17 empty] | 42152412 Dental baseplate or casting waxes or shellacs |  |  |  |  | WAX | DENTAL |  |  |  |  | REGULAR |  |  |  | 1000G |  | MODELING | [5 empty] | http://xn--d1acyjnc.xn--p1ai/netcat_files/648/928/b98b78b20a439621c25787981e34c295 | [7 empty] | QC Completed | ok
ESI | 006 |  | PUS | THIRD PARTY |  | OK | PUS | ABC | Data Enrichment | ABC | [11 empty] | NMC | 807137 | 35036 | 2421509933 | 35036_2421509933 | Med-Surg Consumable | LIQUID DENTAL TVACFUS00030 THERMO FUSING VERTEX 30ML | - | VERTEX | TVACFUS00030 | AL HAYAT PHARMACEUTICALS | - | - | EA | - | 135 | CONSUMABLES | - | - | - | - | - | - | - | - | - | - | Purchased Item | Y | Y | Y | Y | 2 | 4 | - | - | - | Y | - | - | Finished Good | Active | - | FG | 2 | Y | Y | N | - | - | - | - | - | Y | - | - | N | - | - | - | AL HAYAT PHARMACEUTICALS | AL HAYAT PHARMACEUTICALS |  | VERTEX | VERTEX | TVACFUS00030 | [17 empty] | 42152425 Denture resins |  |  |  |  | LIQUID | DENTURE | [7 empty] | 30ML |  |  | THERMO FUSING | [5 empty] | https://www.henryschein.co.nz/laboratory/acrylics/denture-acrylic-hc/thermo-fusing-liquid-30ml | [7 empty] | QC Completed | ok
ESI | 006 |  | PUS | UNSOURCED |  | OK | PUS | ABC | Data Enrichment | ABC | [11 empty] | NMC | 807138 | 35037 | 2421509932 | 35037_2421509932 | Med-Surg Consumable | WAX DENTAL TVACWAX9.5 THERMO SPRUE 9.5 MM | - | VERTEX | TVACWAX9.5 | AL HAYAT PHARMACEUTICALS | - | - | EA | - | 104 | CONSUMABLES | - | - | - | - | - | - | - | - | - | - | Purchased Item | Y | Y | Y | Y | 2 | 4 | - | - | - | Y | - | - | Finished Good | Active | - | FG | 2 | Y | Y | N | - | - | - | - | - | Y | - | - | N | - | - | - | AL HAYAT PHARMACEUTICALS | AL HAYAT PHARMACEUTICALS |  | VERTEX | VERTEX | TVACWAX9.5 | [17 empty] | 42152412 Dental baseplate or casting waxes or shellacs |  |  |  |  | WAX | DENTAL | THERMO SPRUE |  |  |  |  | 9.5MM | [10 empty] | URL NOT FOUND | [7 empty] | QC Completed | ok
ESI | 006 |  | PUS | UNSOURCED |  | OK | PUS | ABC | Data Enrichment | ABC | [11 empty] | NMC | 807150 | 35073 | 2421503487 | 35073_2421503487 | Med-Surg Consumable | SHADE DETERMINATION DENTAL 360AE TOOTH GUIDE 3D MASTER | - | VITA | 360AE | AL ARABIA MEDICAL SURGICAL EQUIPMENT TRADING LLC. | - | - | Each | - | 250 | CONSUMABLES | - | - | - | - | - | - | - | - | - | - | Purchased Item | Y | Y | Y | Y | 2 | 4 | - | - | - | Y | - | - | Finished Good | Active | - | FG | 2 | Y | Y | N | - | - | - | - | - | Y | - | - | N | - | - | - | AL ARABIA MEDICAL SURGICAL EQUIPMENT TRADING LLC. | AL ARABIA MEDICAL SURGICAL EQUIPMENT TRADING LLC. |  | VITA | VITA | 360AE | [17 empty] | 42151507 Dental shades |  |  |  |  | SHADE | DENTAL | [10 empty] | DETERMINATION, TOOTH GUIDE 3D MASTER | [5 empty] | URL NOT FOUND | [7 empty] | QC Completed | ok
ESI | 006 |  | PUS | SOURCED |  | OK | PUS | ABC | Data Enrichment | ABC | [11 empty] | NMC | 807180 | 35130 | 2421508060 | 35130_2421508060 | Med-Surg Consumable | COMPOUND RESTORATIVE 595953 TETRIC EVOFLOW A1 1 X 2 GM SYRINGE REFILL | - | VIVADENT | 595953 | AL HAYAT PHARMACEUTICALS | - | - | Each | - | 140 | CONSUMABLES | - | - | - | - | - | - | - | - | - | - | Purchased Item | Y | Y | Y | Y | 2 | 4 | - | - | - | Y | - | - | Finished Good | Active | - | FG | 2 | Y | Y | N | - | - | - | - | - | Y | - | - | N | - | - | - | AL HAYAT PHARMACEUTICALS | AL HAYAT PHARMACEUTICALS |  | VIVADENT | VIVADENT | 595953 | [17 empty] | 42152453 Dental restorative compounds |  |  |  |  | COMPOUND | RESTORATIVE | TETRIC EVOFLOW | [7 empty] | 2G |  | A1, SYRINGE, REFILL | [5 empty] | https://www.ivoclar.com/en_us/shop/p/fillingmaterials/tetricevoflowrefill1x2gus/p/595953us | [7 empty] | QC Completed | ok
ESI | 006 |  | PUS | THIRD PARTY |  | PKG FRM INPUT | PUS | ABC | Data Enrichment | ABC | [11 empty] | NMC | 807181 | 35132 | 2421506867 | 35132_2421506867 | Med-Surg Consumable | KIT RESTORATIVE 604035 TETRIC N-CERAM CAVIFILLS 0.25 GM A1 SHADE 10's | - | VIVADENT | 604035 | AL HAYAT PHARMACEUTICALS | - | - | BOX | - | 115 | CONSUMABLES | - | - | - | - | - | - | - | - | - | - | Purchased Item | Y | Y | Y | Y | 2 | 4 | - | - | - | Y | - | - | Finished Good | Active | - | FG | 2 | Y | Y | N | - | - | - | - | - | Y | - | - | N | - | - | - | AL HAYAT PHARMACEUTICALS | AL HAYAT PHARMACEUTICALS |  | VIVADENT | VIVADENT | 604035 |  |  |  | EA | 1 | BX | 10 | [10 empty] | 42153005 Dental restorative kits |  |  |  |  | KIT | RESTORATIVE | TETRIC N-CERAM, CAVIFILLS | [7 empty] | 0.25G |  | A1, LIGHT CURING, RADIOPAQUE | [5 empty] | https://usdentaldepot.com/tetric-n-ceram-a1-cavifils-10-x-0-ivoclar-vivadent-604035 | [7 empty] | QC Completed | ok
ESI | 006 |  | PUS | UNSOURCED |  | PKG FRM INPUT | PUS | ABC | Data Enrichment | ABC | [11 empty] | NMC | 807182 | 35133 | 2421506868 | 35133_2421506868 | Med-Surg Consumable | KIT RESTORATIVE 604036 TETRIC N-CERAM CAVIFILLS 0.25 GM A2 SHADE 10's | - | VIVADENT | 604036 | AL HAYAT PHARMACEUTICALS | - | - | BOX | - | 115 | CONSUMABLES | - | - | - | - | - | - | - | - | - | - | Purchased Item | Y | Y | Y | Y | 2 | 4 | - | - | - | Y | - | - | Finished Good | Active | - | FG | 2 | Y | Y | Y | - | - | - | - | - | Y | - | - | N | - | - | - | AL HAYAT PHARMACEUTICALS | AL HAYAT PHARMACEUTICALS |  | VIVADENT | VIVADENT | 604036 |  |  |  | EA | 1 | BX | 10 | [10 empty] | 42153005 Dental restorative kits |  |  |  |  | KIT | RESTORATIVE | TETRIC N-CERAM, CAVIFILLS | [7 empty] | 0.25G |  | A2, LIGHT CURING, RADIOPAQUE | [5 empty] | URL NOT FOUND | [7 empty] | QC Completed | ok
ESI | 006 |  | PUS | THIRD PARTY |  | PKG FRM INPUT | PUS | ABC | Data Enrichment | ABC | [11 empty] | NMC | 807183 | 35134 | 2421506869 | 35134_2421506869 | Med-Surg Consumable | KIT RESTORATIVE 604037 TETRIC N-CERAM CAVIFILLS 0.25 GM A3 SHADE 10's | - | VIVADENT | 604037 | AL HAYAT PHARMACEUTICALS | - | - | BOX | - | 115 | CONSUMABLES | - | - | - | - | - | - | - | - | - | - | Purchased Item | Y | Y | Y | Y | 2 | 4 | - | - | - | Y | - | - | Finished Good | Active | - | FG | 2 | Y | Y | N | - | - | - | - | - | Y | - | - | N | - | - | - | AL HAYAT PHARMACEUTICALS | AL HAYAT PHARMACEUTICALS |  | VIVADENT | VIVADENT | 604037 |  |  |  | EA | 1 | BX | 10 | [10 empty] | 42153005 Dental restorative kits |  |  |  |  | KIT | RESTORATIVE | TETRIC N-CERAM, CAVIFILLS | [7 empty] | 0.25G |  | A3, LIGHT CURING, RADIOPAQUE | [5 empty] | https://www.net32.com/ec/tetric-nceram-a3-cavifils-10-x-025-d-155881 | [7 empty] | QC Completed | ok
ESI | 006 |  | PUS | UNSOURCED |  | PKG FRM INPUT | PUS | ABC | Data Enrichment | ABC | [11 empty] | NMC | 807184 | 35135 | 2421506870 | 35135_2421506870 | Med-Surg Consumable | KIT RESTORATIVE 604038 TETRIC N-CERAM CAVIFILLS 0.25 GM A3.5 SHADE 10's | - | VIVADENT | 604038 | AL HAYAT PHARMACEUTICALS | - | - | BOX | - | 115 | CONSUMABLES | - | - | - | - | - | - | - | - | - | - | Purchased Item | Y | Y | Y | Y | 2 | 4 | - | - | - | Y | - | - | Finished Good | Active | - | FG | 2 | Y | Y | Y | - | - | - | - | - | Y | - | - | N | - | - | - | AL HAYAT PHARMACEUTICALS | AL HAYAT PHARMACEUTICALS |  | VIVADENT | VIVADENT | 604038 |  |  |  | EA | 1 | BX | 10 | [10 empty] | 42153005 Dental restorative kits |  |  |  |  | KIT | RESTORATIVE | TETRIC N-CERAM, CAVIFILLS | [7 empty] | 0.25G |  | A3.5, LIGHT CURING, RADIOPAQUE | [5 empty] | URL NOT FOUND | [7 empty] | QC Completed | ok
ESI | 006 |  | PUS | SOURCED |  | OK | PUS | ABC | Data Enrichment | ABC | [11 empty] | NMC | 807185 | 35136 | 2421507370 | 35136_2421507370 | Med-Surg Consumable | KIT RESTORATIVE 613724 EXCITE F 2 ML REFILL VIVAPEN | - | VIVADENT | 613724 | AL HAYAT PHARMACEUTICALS | - | - | Each | - | 515 | CONSUMABLES | - | - | - | - | - | - | - | - | - | - | Purchased Item | Y | Y | Y | Y | 2 | 4 | - | - | - | Y | - | - | Finished Good | Active | - | FG | 2 | Y | Y | N | - | - | - | - | - | Y | - | - | N | - | - | - | AL HAYAT PHARMACEUTICALS | AL HAYAT PHARMACEUTICALS |  | VIVADENT | VIVADENT | 613724 | [17 empty] | 42153005 Dental restorative kits |  |  |  |  | KIT | RESTORATIVE | EXCITE F | [6 empty] | 2ML |  |  | REFILL, VIVAPEN | [5 empty] | https://ivodent.hu/__docs/487_9905035f261883090e3b64f6ef20006e.pdf | [7 empty] | QC Completed | ok
ESI | 006 |  | PUS | SOURCED |  | PKG FRM INPUT | PUS | ABC | Data Enrichment | ABC | [11 empty] | NMC | 807186 | 35137 | 2421503797 | 35137_2421503797 | Med-Surg Consumable | BRUSH DENTAL 627178 ADHESE SNAP ON CANNULA RECORDER 100's | - | VIVADENT | 627178 | AL HAYAT PHARMACEUTICALS | - | - | BOX | - | 143 | CONSUMABLES | - | - | - | - | - | - | - | - | - | - | Purchased Item | Y | Y | Y | Y | 2 | 4 | - | - | - | Y | - | - | Finished Good | Active | - | FG | 2 | Y | Y | N | - | - | - | - | - | Y | - | - | N | - | - | - | AL HAYAT PHARMACEUTICALS | AL HAYAT PHARMACEUTICALS |  | VIVADENT | VIVADENT | 627178 |  |  |  | EA | 1 | BX | 100 | [10 empty] | 42152930 Refills or refill kits for dental post systems |  |  |  |  | REFILL | DENTAL | VIVAPEN | [9 empty] | CANNULA, BRUSH, ADHESE SNAP ON, RECORDER | [5 empty] | https://www.ivoclar.com/en_ca/shop/p/clinicalaccessories/vivapensnaponcannulasrefill100/p/627178 | [7 empty] | QC Completed | ok
ESI | 006 |  | PUS | SOURCED |  | OK | PUS | ABC | Data Enrichment | ABC | [11 empty] | NMC | 807187 | 35139 | 2421502456 | 35139_2421502456 | Med-Surg Consumable | KIT RESTORATIVE 642974 MULTILINK N SYSTEM PACK | - | VIVADENT | 642974 | AL HAYAT PHARMACEUTICALS | - | - | BOX | - | 551 | CONSUMABLES | - | - | - | - | - | - | - | - | - | - | Purchased Item | Y | Y | Y | Y | 2 | 4 | - | - | - | Y | - | - | Finished Good | Active | - | FG | 2 | Y | Y | N | - | - | - | - | - | Y | - | - | N | - | - | - | AL HAYAT PHARMACEUTICALS | AL HAYAT PHARMACEUTICALS |  | VIVADENT | VIVADENT | 642974 |  |  |  | EA | 1 | [12 empty] | 42153005 Dental restorative kits |  |  |  |  | KIT | RESTORATIVE | MULTILINK N, MONOBOND N | [9 empty] | TRANSPARENT SYSTEM PACK | [5 empty] | https://www.ivodentonline.co.za/dentist/cementation-material/642974-multilink-n-transparent-system-pack--monobond-n | [7 empty] | QC Completed | ok
ESI | 006 |  | PUS | THIRD PARTY |  | OK | PUS | ABC | Data Enrichment | ABC | [11 empty] | NMC | 807188 | 35140 | 2421503902 | 35140_2421503902 | Med-Surg Consumable | KIT RESTORATIVE 644171 TETRIC N-CERAM 1 X 3.5GM IVA BULK FILL REFILL | - | VIVADENT | 644171 | AL HAYAT PHARMACEUTICALS | - | - | Each | - | 120 | CONSUMABLES | - | - | - | - | - | - | - | - | - | - | Purchased Item | Y | Y | Y | Y | 2 | 2 | - | - | - | Y | - | - | Finished Good | Active | - | FG | 2 | Y | Y | N | - | - | - | - | - | Y | - | - | N | - | - | - | AL HAYAT PHARMACEUTICALS | AL HAYAT PHARMACEUTICALS |  | VIVADENT | VIVADENT | 644171 | [17 empty] | 42153005 Dental restorative kits |  |  |  |  | KIT | RESTORATIVE | TETRIC N-CERAM | [7 empty] | 3.5G |  | BULK FILL, REFILL, IVA | [5 empty] | https://www.orodent-groupe.com/ressource/Tetric+N-Ceram+Bulk+Fill.pdf | [7 empty] | QC Completed | ok
ESI | 006 |  | PUS | THIRD PARTY |  | OK | PUS | ABC | Data Enrichment | ABC | [11 empty] | NMC | 807189 | 35141 | 2421503796 | 35141_2421503796 | Med-Surg Consumable | KIT RESTORATIVE 674175 ADHESE TETRIC N-BOND UNIVERSAL REFILL | - | VIVADENT | 674175 | AL HAYAT PHARMACEUTICALS | - | - | BOX | - | 324 | CONSUMABLES | - | - | - | - | - | - | - | - | - | - | Purchased Item | Y | Y | Y | Y | 2 | 4 | - | - | - | Y | - | - | Finished Good | Active | - | FG | 2 | Y | Y | N | - | - | - | - | - | Y | - | - | N | - | - | - | AL HAYAT PHARMACEUTICALS | AL HAYAT PHARMACEUTICALS |  | VIVADENT | VIVADENT | 674175 | [17 empty] | 42153005 Dental restorative kits |  |  |  |  | KIT | RESTORATIVE | TETRIC N-BOND | [9 empty] | ADHESE, REFILL, UNIVERSAL REFILL | [5 empty] | https://www.orodent-groupe.com/ressource/Tetric+N-Bond+Universal.pdf | [7 empty] | QC Completed | ok
ESI | 006 |  | PUS | SOURCED |  | PKG FRM INPUT | PUS | ABC | Data Enrichment | ABC | [11 empty] | NMC | 807190 | 35142 | 2421509923 | 35142_2421509923 | Med-Surg Consumable | REFILL DENTAL CANNULA 745762 SNAP-ON VIVAPEN VIVADENT 100's | - | VIVADENT | 745762 | AL HAYAT PHARMACEUTICALS | - | - | BOX | - | 136 | CONSUMABLES | - | - | - | - | - | - | - | - | - | - | Purchased Item | Y | Y | Y | Y | 2 | 4 | - | - | - | Y | - | - | Finished Good | Active | - | FG | 2 | Y | Y | N | - | - | - | - | - | Y | - | - | N | - | - | - | AL HAYAT PHARMACEUTICALS | AL HAYAT PHARMACEUTICALS |  | VIVADENT | VIVADENT | 745762 |  |  |  | EA | 1 | BX | 100 | [10 empty] | 42152930 Refills or refill kits for dental post systems |  |  |  |  | REFILL | DENTAL | VIVAPEN | [9 empty] | CANNULA, ADHESE SNAP ON, RECORDER | [5 empty] | https://www.ivoclar.com/en_ca/shop/p/adhesives/vivapensnaponcannulasrefill100/p/745762 | [7 empty] | QC Completed | ok
ESI | 006 |  | PUS | THIRD PARTY |  | PKG FRM INPUT | PUS | ABC | Data Enrichment | ABC | [11 empty] | NMC | 807191 | 35143 | 2422925012 | 35143_2422925012 | Med-Surg Consumable | RESTORATIVE 604038AN TETRICN-CERAM A3.5 10X0.25G SHADE REFILL (10/PKT) MFR: VIVADENT-SWITZERLAND | - | VIVADENT | 604038AN | AL HAYAT PHARMACEUTICALS | - | - | PKT | - | 104 | CONSUMABLES | - | - | - | - | - | - | - | - | - | - | Purchased Item | Y | Y | Y | Y | 2 | 4 | - | - | - | Y | - | - | Finished Good | Active | - | FG | 2 | Y | Y | N | - | - | - | - | - | Y | - | - | N | - | - | - | AL HAYAT PHARMACEUTICALS | AL HAYAT PHARMACEUTICALS |  | VIVADENT | VIVADENT | 604038AN |  |  |  | EA | 1 | PK | 10 | [10 empty] | 42153005 Dental restorative kits |  |  |  |  | KIT | RESTORATIVE | TETRIC N-CERAM | [7 empty] | 0.25G |  | A3.5, REFILL | [5 empty] | https://souq.dental/dental-clinic-supplies/cosmetic-and-restoration/composites/tetric-n-ceram-refill-capsules-a3-5 | [7 empty] | QC Completed | ok
ESI | 006 |  | PUS | SOURCED |  | OK | PUS | ABC | Data Enrichment | ABC | [11 empty] | NMC | 807192 | 35144 | 2421507805 | 35144_2421507805 | Med-Surg Consumable | KIT RESTORATIVE 627220AN EMPRESS DIRECT A1 3 GM DENTIN SYRINGE REFILL | - | VIVADENT | 6277220AN | AL HAYAT PHARMACEUTICALS | - | - | Each | - | 265 | CONSUMABLES | - | - | - | - | - | - | - | - | - | - | Purchased Item | Y | Y | Y | Y | 2 | 4 | - | - | - | Y | - | - | Finished Good | Active | - | FG | 2 | Y | Y | N | - | - | - | - | - | Y | - | - | N | - | - | - | AL HAYAT PHARMACEUTICALS | AL HAYAT PHARMACEUTICALS |  | VIVADENT | VIVADENT | 627220AN |  |  |  | EA | 1 | [12 empty] | 42153005 Dental restorative kits |  |  |  |  | KIT | RESTORATIVE | IPS EMPRESS DIRECT | [7 empty] | 3G |  | A1, DENTIN, SYRINGE, REFILL | [5 empty] | https://www.ivoclar.com/en_us/shop/p/fillingmaterials/empressdirectrefill1x3g/p/b601443 | [7 empty] | QC Completed | ok
ESI | 006 |  | PUS | SOURCED |  | PROCESSED AS PER CAT NO IN INPUT DESC | PUS | ABC | Data Enrichment | ABC | [11 empty] | NMC | 807193 | 35145 | 2421507807 | 35145_2421507807 | Med-Surg Consumable | KIT RESTORATIVE 627221AN EMPRESS DIRECT A2 3 GM DENTIN SYRINGE REFILL | - | VIVADENT | 6277220AN | AL HAYAT PHARMACEUTICALS | - | - | Each | - | 265 | CONSUMABLES | - | - | - | - | - | - | - | - | - | - | Purchased Item | Y | Y | Y | Y | 2 | 4 | - | - | - | Y | - | - | Finished Good | Active | - | FG | 2 | Y | Y | N | - | - | - | - | - | Y | - | - | N | - | - | - | AL HAYAT PHARMACEUTICALS | AL HAYAT PHARMACEUTICALS |  | VIVADENT | VIVADENT | 627221AN |  |  |  | EA | 1 | [12 empty] | 42153005 Dental restorative kits |  |  |  |  | KIT | RESTORATIVE | IPS EMPRESS DIRECT | [7 empty] | 3G |  | A2, DENTIN, SYRINGE, REFILL | [5 empty] | https://www.ivoclar.com/en_us/shop/p/fillingmaterials/empressdirectrefill1x3g/p/627221an | [7 empty] | QC Completed | ok
ESI | 006 |  | PUS | THIRD PARTY |  | PKG FRM INPUT | PUS | ABC | Data Enrichment | ABC | [11 empty] | NMC | 807194 | 35146 | 2421506410 | 35146_2421506410 | Med-Surg Consumable | KIT RESTORATIVE 681364AN TETRIC N-FLOW 1 X 2.0 GM IVA BULK FILL REFILL | - | VIVADENT | 681364AN | AL HAYAT PHARMACEUTICALS | - | - | Each | - | 49 | CONSUMABLES | - | - | - | - | - | - | - | - | - | - | Purchased Item | Y | Y | Y | Y | 2 | 4 | - | - | - | Y | - | - | Finished Good | Active | - | FG | 2 | Y | Y | Y | - | - | - | - | - | Y | - | - | N | - | - | - | AL HAYAT PHARMACEUTICALS | AL HAYAT PHARMACEUTICALS |  | VIVADENT | VIVADENT | 681364AN |  |  |  | EA | 1 | [12 empty] | 42153005 Dental restorative kits |  |  |  |  | KIT | RESTORATIVE | TETRIC N-FLOW | [7 empty] | 2G |  | BULK FILL | [5 empty] | https://santedental.com.tr/wp-content/uploads/2019/02/TetricN-FlowBulkFill-TetricN-CeramBulkFill.pdf | [7 empty] | QC Completed | ok
ESI | 006 |  | PUS | THIRD PARTY |  | PKG FRM INPUT | PUS | ABC | Data Enrichment | ABC | [11 empty] | NMC | 807195 | 35147 | 2422925035 | 35147_2422925035 | Med-Surg Consumable | TETRIC 681373AN N-FLOW BULK FILL 1X2G IVB MFR: VIVADENT-SWITZERLAND | - | VIVADENT | 681373AN | AL HAYAT PHARMACEUTICALS | - | - | Each | - | 50 | CONSUMABLES | - | - | - | - | - | - | - | - | - | - | Purchased Item | Y | Y | Y | Y | 2 | 4 | - | - | - | Y | - | - | Finished Good | Active | - | FG | 2 | Y | Y | N | - | - | - | - | - | Y | - | - | N | - | - | - | AL HAYAT PHARMACEUTICALS | AL HAYAT PHARMACEUTICALS |  | VIVADENT | VIVADENT | 681373AN |  |  |  | EA | 1 | [12 empty] | 42153005 Dental restorative kits |  |  |  |  | KIT | RESTORATIVE | TETRIC N-FLOW | [7 empty] | 2G |  | BULK FILL | [5 empty] | https://santedental.com.tr/wp-content/uploads/2019/02/TetricN-FlowBulkFill-TetricN-CeramBulkFill.pdf | [7 empty] | QC Completed | ok
ESI | 006 |  | PUS | CAT NO. NOT FOUND |  | OK | PUS | ABC | Data Enrichment | ABC | [11 empty] | NMC | 807196 | 35149 | 2421503901 | 35149_2421503901 | Med-Surg Consumable | KIT RESTORATIVE CLEARFIL SE BOND TETRIC N BOND REFILL | - | VIVADENT | VIVADENT | AL HAYAT PHARMACEUTICALS | - | - | Each | - | 380 | CONSUMABLES | - | - | - | - | - | - | - | - | - | - | Purchased Item | Y | Y | Y | Y | 2 | 4 | - | - | - | Y | - | - | Finished Good | Active | - | FG | 2 | Y | Y | N | - | - | - | - | - | Y | - | - | N | - | - | - | AL HAYAT PHARMACEUTICALS | AL HAYAT PHARMACEUTICALS |  | VIVADENT | VIVADENT | [18 empty] | 42153005 Dental restorative kits |  |  |  |  | KIT | RESTORATIVE | CLEARFIL SE BOND, TETRIC N-BOND | [9 empty] | REFILL | [5 empty] | URL NOT FOUND | [7 empty] | QC Completed | ok
ESI | 006 |  | PUS | THIRD PARTY |  | PKG FRM INPUT | PUS | ABC | Data Enrichment | ABC | [11 empty] | NMC | 807197 | 35150 | 2422925010 | 35150_2422925010 | Med-Surg Consumable | RESTORATIVE 604036AN TETRIC N-CERAM 10X0.25G A2 SHADE A1 REFILL (10/PKT) MFR: VIVADENT-SWITZERLAND | - | VIVADENT | VIVADENT | AL HAYAT PHARMACEUTICALS | - | - | PKT | - | 98 | CONSUMABLES | - | - | - | - | - | - | - | - | - | - | Purchased Item | Y | Y | Y | Y | 2 | 4 | - | - | - | Y | - | - | Finished Good | Active | - | FG | 2 | Y | Y | N | - | - | - | - | - | Y | - | - | N | - | - | - | AL HAYAT PHARMACEUTICALS | AL HAYAT PHARMACEUTICALS |  | VIVADENT | VIVADENT | 604036AN |  |  |  | EA | 1 | PK | 10 | [10 empty] | 42153005 Dental restorative kits |  |  |  |  | KIT | RESTORATIVE | TETRIC N-CERAM, CAVIFILLS | [7 empty] | 0.25G |  | A1, REFILL | [5 empty] | https://www.henryschein.com.hk/products/vi-604036an | [7 empty] | QC Completed | ok
ESI | 006 |  | PUS | THIRD PARTY |  | PKG FRM INPUT | PUS | ABC | Data Enrichment | ABC | [11 empty] | NMC | 807198 | 35151 | 2422925011 | 35151_2422925011 | Med-Surg Consumable | RESTORATIVE 604037AN TETRIC N-CERAM A3 10X0.25G SHADE REFILL (10/PKT) MFR: VIVADENT-SWITZERLAND | - | VIVADENT | VIVADENT | AL HAYAT PHARMACEUTICALS | - | - | PKT | - | 104 | CONSUMABLES | - | - | - | - | - | - | - | - | - | - | Purchased Item | Y | Y | Y | Y | 2 | 4 | - | - | - | Y | - | - | Finished Good | Active | - | FG | 2 | Y | Y | Y | - | - | - | - | - | Y | - | - | N | - | - | - | AL HAYAT PHARMACEUTICALS | AL HAYAT PHARMACEUTICALS |  | VIVADENT | VIVADENT | 604037AN |  |  |  | EA | 1 | PK | 10 | [10 empty] | 42153005 Dental restorative kits |  |  |  |  | KIT | RESTORATIVE | TETRIC N-CERAM, CAVIFILLS | [7 empty] | 0.25G |  | A3, REFILL | [5 empty] | https://www.henryschein.com.hk/products/vi-604037an | [7 empty] | QC Completed | ok
ESI | 006 |  | PUS | SOURCED |  | OK | PUS | ABC | Data Enrichment | ABC | [11 empty] | NMC | 807199 | 35152 | 2422925013 | 35152_2422925013 | Med-Surg Consumable | RESTORATIVE TETRIC EVOCREAM B1 637354WW 20X0.2G MFR: VIVADENT -SWITZERLAND | - | VIVADENT | VIVADENT | AL HAYAT PHARMACEUTICALS | - | - | PKT | - | 303 | CONSUMABLES | - | - | - | - | - | - | - | - | - | - | Purchased Item | Y | Y | Y | Y | 2 | 4 | - | - | - | Y | - | - | Finished Good | Active | - | FG | 2 | Y | Y | N | - | - | - | - | - | Y | - | - | N | - | - | - | AL HAYAT PHARMACEUTICALS | AL HAYAT PHARMACEUTICALS |  | VIVADENT | VIVADENT | 637354WW |  |  |  | EA | 1 | PK | 20 | [10 empty] | 42153005 Dental restorative kits |  |  |  |  | KIT | RESTORATIVE | TETRIC EVOCERAM, CAVIFIL | [7 empty] | 0.2G |  | B1, REFILL | [5 empty] | https://www.ivoclar.com/en_us/shop/p/fillingmaterials/tetricevoceramref20x02g/p/637354ww | [7 empty] | QC Completed | ok
ESI | 006 |  | PUS | UNSOURCED |  | PKG FRM INPUT | PUS | ABC | Data Enrichment | ABC | [11 empty] | NMC | 807200 | 35153 | 2422925034 | 35153_2422925034 | Med-Surg Consumable | TETRIC 681264AN N-FLOW BULK FILL 1X2G IVA MFR: VIVADENT-SWITZERLAND | - | VIVADENT | VIVADENT | AL HAYAT PHARMACEUTICALS | - | - | Each | - | 50 | CONSUMABLES | - | - | - | - | - | - | - | - | - | - | Purchased Item | Y | Y | Y | Y | 2 | 4 | - | - | - | Y | - | - | Finished Good | Active | - | FG | 2 | Y | Y | N | - | - | - | - | - | Y | - | - | N | - | - | - | AL HAYAT PHARMACEUTICALS | AL HAYAT PHARMACEUTICALS |  | VIVADENT | VIVADENT | 681264AN |  |  |  | EA | 1 | [12 empty] | 42152508 Dental syringes or needles or syringes with needles |  |  |  |  | KIT | RESTORATIVE | TETRIC N-FLOW | [7 empty] | 2G |  | BULK FILL, IVA | [5 empty] | URL NOT FOUND | [7 empty] | QC Completed | ok
ESI | 006 |  | PUS | SOURCED |  | OK | PUS | ABC | Data Enrichment | ABC | [11 empty] | NMC | 807201 | 35154 | 2421509214 | 35154_2421509214 | Med-Surg Consumable | KIT RESTORATIVE 627287 EMPRESS DIRECT REF TRANS 30 10 X 0.2GM | - | VIVADENT | VIVADENT | AL HAYAT PHARMACEUTICALS | - | - | BOX | - | 193 | CONSUMABLES | - | - | - | - | - | - | - | - | - | - | Purchased Item | Y | Y | Y | Y | 2 | 4 | - | - | - | Y | - | - | Finished Good | Active | - | FG | 2 | Y | Y | N | - | - | - | - | - | Y | - | - | N | - | - | - | AL HAYAT PHARMACEUTICALS | AL HAYAT PHARMACEUTICALS |  | VIVADENT | VIVADENT | 627287 |  |  |  | EA | 1 | BX | 10 | [10 empty] | 42153005 Dental restorative kits |  |  |  |  | KIT | RESTORATIVE | IPS EMPRESS DIRECT | [7 empty] | 0.2G |  | TRANSPARENT 30, ENAMEL REFILL | [5 empty] | https://www.ivoclar.com/en_us/shop/p/fillingmaterials/ipsempressdirectenamelrefill10x02g/p/627287an | [7 empty] | QC Completed | ok
ESI | 006 |  | PUS | UNSOURCED |  | PKG FRM INPUT | PUS | ABC | Data Enrichment | ABC | [11 empty] | NMC | 807223 | 35232 | 2421509090 | 35232_2421509090 | Med-Surg Consumable | COVER DENTAL BBC0001 BITE BLOCK DISPOSABLE 300's | - | W & H | W & H SRL | AL MARWA MEDICAL EQUIPMENTSTRADING | - | - | BOX | - | 285 | CONSUMABLES | - | - | - | - | - | - | - | - | - | - | Purchased Item | Y | Y | Y | Y | 2 | 4 | - | - | - | Y | - | - | Finished Good | Active | - | FG | 2 | Y | Y | N | - | - | - | - | - | Y | - | - | N | - | - | - | AL MARWA MEDICAL EQUIPMENTSTRADING | AL MARWA MEDICAL EQUIPMENTSTRADING |  | W & H | W & H | BBC0001 |  |  |  | EA | 1 | BX | 300 | [10 empty] | 42151698 Dental mouth prop or bite block or gag accessories |  |  |  |  | COVER | DENTAL | [10 empty] | BITE BLOCK |  |  | DISPOSABLE |  |  | URL NOT FOUND | [7 empty] | QC Completed | ok
ESI | 006 |  | PUS | UNSOURCED |  | OK | PUS | ABC | Data Enrichment | ABC | [11 empty] | NMC | 807237 | 35305 | 2411104288 | 35305_2411104288 | Med-Surg Consumable | CARTRIDGE ANALYZER 27407510 GEM PREMIER 4000 30 DAYS 75T | - | WERFEN GROUP | 27407510 | HORIZON MEDICAL SUPPLIES | - | - | BOX | - | 3300 | CONSUMABLES | - | - | - | - | - | - | - | - | - | - | Purchased Item | Y | Y | Y | Y | 2 | 4 | - | - | - | Y | - | - | Finished Good | Active | - | FG | 2 | Y | Y | Y | - | - | - | - | - | Y | - | - | N | - | - | - | HORIZON MEDICAL SUPPLIES | HORIZON MEDICAL SUPPLIES |  | WERFEN GROUP | WERFEN GROUP | 27407510 | [17 empty] | 41115806 Blood gas analyzer accessories or supplies |  |  |  |  | CARTRIDGE | BLOOD GAS ANALYZER | GEM PREMIER 4000 | [9 empty] | 75 TEST, 30 DAYS | [5 empty] | URL NOT FOUND | [7 empty] | QC Completed | ok
ESI | 006 |  | PUS | UNSOURCED |  | OK | PUS | ABC | Data Enrichment | ABC | [11 empty] | NMC | 807238 | 35307 | 2411102776 | 35307_2411102776 | Med-Surg Consumable | CARTRIDGE BLOOD GAS 27430010 GEM 4000 CARTRIDGE PH PCO2 PO2 NA+ K+ CA++ CL- GLU LAC HCT THB O2HB COHB HHB METHB SO2 300 TESTS | - | WERFEN GROUP | 27430010 | HORIZON MEDICAL SUPPLIES | - | - | KIT | - | 6780 | CONSUMABLES | - | - | - | - | - | - | - | - | - | - | Purchased Item | Y | Y | Y | Y | 2 | 4 | - | - | - | Y | - | - | Finished Good | Active | - | FG | 2 | Y | Y | Y | - | - | - | - | - | Y | - | - | N | - | - | - | HORIZON MEDICAL SUPPLIES | HORIZON MEDICAL SUPPLIES |  | WERFEN GROUP | WERFEN GROUP | 27430010 | [17 empty] | 41115806 Blood gas analyzer accessories or supplies |  |  |  |  | CARTRIDGE | BLOOD GAS ANALYZER | GEM 4000 | [9 empty] | 300 TEST, PH PCO2 PO2 NA+ K+ CA++ CL- GLU LAC HCT THB O2HB COHB HHB METHB SO2 | [5 empty] | URL NOT FOUND | [7 empty] | QC Completed | ok
ESI | 006 |  | PUS | UNSOURCED |  | OK | PUS | ABC | Data Enrichment | ABC | [11 empty] | NMC | 807282 | 35406 | 2421506031 | 35406_2421506031 | Med-Surg Consumable | TIP SCALER DENTAL SAT13997 SATLAC G4 | - | XPDEINT | SAT13997 | AL ARABIA MEDICAL SURGICAL EQUIPMENT TRADING LLC. | - | - | Each | - | 90 | CONSUMABLES | - | - | - | - | - | - | - | - | - | - | Purchased Item | Y | Y | Y | Y | 2 | 4 | - | - | - | Y | - | - | Finished Good | Active | - | FG | 2 | Y | Y | N | - | - | - | - | - | Y | - | - | N | - | - | - | AL ARABIA MEDICAL SURGICAL EQUIPMENT TRADING LLC. | AL ARABIA MEDICAL SURGICAL EQUIPMENT TRADING LLC. |  | XPDEINT | XPDEINT | SAT13997 | [17 empty] | 42152918 Dental scaler accessories |  |  |  |  | TIP | SCALER | SATLAC G4 | [8 empty] | DENTAL | [6 empty] | URL NOT FOUND | [7 empty] | QC Completed | ok
ESI | 006 |  | PUS | CAT NO. NOT FOUND |  | PKG FRM INPUT | PUS | ABC | Data Enrichment | ABC | [11 empty] | NMC | 805631 | 30008 | 2422702305 | 30008_2422702305 | Med-Surg Consumable | FILTER HME WITH LUER LOCK PORT AND RETAINABLE CAP PEDIATRICS AND NEONATES EACH | - | RVENT | - | NAYEL MEDICAL EQUIPMENT | - | - | Each | - | 3.45 | CONSUMABLES | - | - | - | - | - | - | - | - | - | - | - | - | - | - | - | - | - | - | - | - | - | - | - | - | - | - | - | - | - | - | - | - | - | - | - | - | - | - | - | - | - | - | - | NAYEL MEDICAL EQUIPMENT | NAYEL MEDICAL EQUIPMENT |  | RVENT | RVENT |  |  |  |  | EA | 1 | [12 empty] | 42272219 Ventilator heat or moisture exchangers or filters |  |  |  |  | FILTER | HME |  |  | PEDIATRIC, NEONATE | [7 empty] | WITH LUER LOCK PORT AND RETAINABLE CAP | [5 empty] | X | [7 empty] | QC Completed | ok
ESI | 006 |  | PUS | CAT NO. NOT FOUND |  | OK | PUS | ABC | Data Enrichment | ABC | [11 empty] | NMC | 805634 | 30011 | 2422701711 | 30011_2422701711 | Med-Surg Consumable | FILTER HME RVENT ADULT | - | RVENT | RVENT | NAYEL MEDICAL EQUIPMENTS EST | - | - | Each | - | 3.75 | CONSUMABLES | - | - | - | - | - | - | - | - | - | - | - | - | - | - | - | - | - | - | - | - | - | - | - | - | - | - | - | - | - | - | - | - | - | - | - | - | - | - | - | - | - | - | - | NAYEL MEDICAL EQUIPMENTS EST | NAYEL MEDICAL EQUIPMENTS EST |  | RVENT | RVENT | [18 empty] | 42272219 Ventilator heat or moisture exchangers or filters |  |  |  |  | FILTER | HME | RVENT |  | ADULT | [13 empty] | X | [7 empty] | QC Completed | ok
ESI | 006 |  | PUS | CAT NO. NOT FOUND |  | OK | PUS | ABC | Data Enrichment | ABC | [11 empty] | NMC | 805640 | 30017 | 2422921672 | 30017_2422921672 | Med-Surg Consumable | PRP BIOTIN KIT FOR HAIR(KIT+ACTIVATOR+4 TUBES) | - | RX | RX | NUMEX HEALTHCARE LLC | - | - | Each | - | 891.89339 | CONSUMABLES | - | - | - | - | - | - | - | - | - | - | - | - | - | - | - | - | - | - | - | - | - | - | - | - | - | - | - | - | - | - | - | - | - | - | - | - | - | - | - | - | - | - | - | NUMEX HEALTHCARE LLC | NUMEX HEALTHCARE LLC | [21 empty] | 42121606 Dermatological or antiprotozoa veterinary products |  |  |  |  | KIT | DERMATOLOGY |  | BIOTIN | [8 empty] | PRP, FOR HAIR(KIT+ACTIVATOR+4 TUBES) | [5 empty] | X | [7 empty] | QC Completed | ok
ESI | 006 |  | PUS | SOURCED |  | OK | PUS | ABC | Data Enrichment | ABC | [11 empty] | NMC | 805641 | 30019 | 2471300130 | 30019_2471300130 | Med-Surg Consumable | WIPE CLEANING PATIENT RHS301 SUPERSOFT RYNAD 50's | - | RYNAD HEALTHCARE | RYNAD HEALTHCARE | ALL CARE MEDICAL SUPPLIES L.L.C | - | - | BOX | - | 15 | CONSUMABLES | - | - | - | - | - | - | - | - | - | - | - | - | - | - | - | - | - | - | - | - | - | - | - | - | - | - | - | - | - | - | - | - | - | - | - | - | - | - | - | - | - | - | - | ALL CARE MEDICAL SUPPLIES L.L.C | ALL CARE MEDICAL SUPPLIES L.L.C |  | RYNAD HEALTHCARE | RYNAD HEALTHCARE | RHS 301 |  |  |  | EA | 1 | PK | 50 | CT | 900 | [8 empty] | 42181508 Cleaning wipes for diagnostic equipment |  |  |  |  | WIPE | CLEANING | [10 empty] | SUPER SOFT, PATIENT | [5 empty] | https://reynardhealth.com/wp-content/uploads/2016/07/RHS-301-Product-Information-sheet-2015.pdf | [7 empty] | QC Completed | ok
ESI | 006 |  | PUS | UNSOURCED |  | OK | PUS | ABC | Data Enrichment | ABC | [11 empty] | NMC | 805647 | 30031 | 2422910316 | 30031_2422910316 | Med-Surg Consumable | CLEANING KIT OR 1251 SAFECARE MEDICAL | - | SAFECARE | 1251 | BIN ALI MEDICAL SUPPLIES LLC | - | - | Each | - | 12.5 | CONSUMABLES | - | - | - | - | - | - | - | - | - | - | - | - | - | - | - | - | - | - | - | - | - | - | - | - | - | - | - | - | - | - | - | - | - | - | - | - | - | - | - | - | - | - | - | BIN ALI MEDICAL SUPPLIES LLC | BIN ALI MEDICAL SUPPLIES LLC |  | SAFECARE MEDICAL CENTER | SAFECARE MEDICAL CENTER | 1251 | [17 empty] | 47132100 Cleaning kits |  |  |  |  | KIT | CLEANING | [16 empty] | URL NOT FOUND | [7 empty] | QC Completed | ok
ESI | 006 |  | PUS | CAT NO. NOT FOUND |  | OK | PUS | ABC | Data Enrichment | ABC | [11 empty] | NMC | 805649 | 30034 | 2422600005 | 30034_2422600005 | Med-Surg Consumable | KIT POSTMORTEM SAFECARE ADULT | - | SAFECARE | - | BIN ALI MEDICAL SUPPLIES LLC | - | - | KIT | - | 35 | CONSUMABLES | - | - | - | - | - | - | - | - | - | - | - | - | - | - | - | - | - | - | - | - | - | - | - | - | - | - | - | - | - | - | - | - | - | - | - | - | - | - | - | - | - | - | - | BIN ALI MEDICAL SUPPLIES LLC | BIN ALI MEDICAL SUPPLIES LLC |  | SAFECARE MEDICAL CENTER | SAFECARE MEDICAL CENTER | [18 empty] | 42192431 Cases for postmortem surgical instruments |  |  |  |  | KIT | POSTMORTEM |  |  | ADULT | [13 empty] | X | [7 empty] | QC Completed | ok
ESI | 006 |  | PUS | CAT NO. NOT FOUND |  | OK | PUS | ABC | Data Enrichment | ABC | [11 empty] | NMC | 805650 | 30035 | 2422600006 | 30035_2422600006 | Med-Surg Consumable | KIT POSTMORTEM SAFECARE CHILD | - | SAFECARE | - | BIN ALI MEDICAL SUPPLIES LLC | - | - | KIT | - | 30 | CONSUMABLES | - | - | - | - | - | - | - | - | - | - | - | - | - | - | - | - | - | - | - | - | - | - | - | - | - | - | - | - | - | - | - | - | - | - | - | - | - | - | - | - | - | - | - | BIN ALI MEDICAL SUPPLIES LLC | BIN ALI MEDICAL SUPPLIES LLC |  | SAFECARE MEDICAL CENTER | SAFECARE MEDICAL CENTER | [18 empty] | 42192431 Cases for postmortem surgical instruments |  |  |  |  | KIT | POSTMORTEM |  |  | CHILD | [13 empty] | X | [7 empty] | QC Completed | ok
ESI | 006 |  | PUS | CAT NO. NOT FOUND |  | OK | PUS | ABC | Data Enrichment | ABC | [11 empty] | NMC | 805653 | 30041 | 2421300400 | 30041_2421300400 | Med-Surg Consumable | SHEET SLIDE PATIENT TRANSFER L150 CM X W80 CM TUBULAR/FLAT WASHABLE | - | SAFECARE | - | BIN ALI MEDICAL SUPPLIES LLC | - | - | Each | - | 110 | CONSUMABLES | - | - | - | - | - | - | - | - | - | - | - | - | - | - | - | - | - | - | - | - | - | - | - | - | - | - | - | - | - | - | - | - | - | - | - | - | - | - | - | - | - | - | - | BIN ALI MEDICAL SUPPLIES LLC | BIN ALI MEDICAL SUPPLIES LLC |  | SAFECARE MEDICAL CENTER | SAFECARE MEDICAL CENTER | [18 empty] | 42192212 Patient transfer mats or sheets |  |  |  |  | SHEET | PATIENT TRANSFER | [5 empty] | 150CMX80CM |  |  |  |  | SLIDE, TUBULAR, FLAT, WASHABLE | [5 empty] | X | [7 empty] | QC Completed | ok
ESI | 006 |  | PUS | CAT NO. NOT FOUND |  | UNSPSC | PUS | ABC | Data Enrichment | ABC | [11 empty] | NMC | 805654 | 30042 | 2422906619 | 30042_2422906619 | Med-Surg Consumable | KIT CHEST DECOMPRESSION SAFECARE | - | SAFECARE | - | BIN ALI MEDICAL SUPPLIES LLC | - | - | KIT | - | 120 | CONSUMABLES | - | - | - | - | - | - | - | - | - | - | - | - | - | - | - | - | - | - | - | - | - | - | - | - | - | - | - | - | - | - | - | - | - | - | - | - | - | - | - | - | - | - | - | BIN ALI MEDICAL SUPPLIES LLC | BIN ALI MEDICAL SUPPLIES LLC |  | SAFECARE MEDICAL CENTER | SAFECARE MEDICAL CENTER | [23 empty] | KIT | DECOMPRESSION | [9 empty] | CHEST | [6 empty] | X | [7 empty] | QC Completed | ok
ESI | 006 |  | PUS | CAT NO. NOT FOUND |  | OK | PUS | ABC | Data Enrichment | ABC | [11 empty] | NMC | 805656 | 30044 | 2461800217 | 30044_2461800217 | Med-Surg Consumable | SLIPPERS PATIENT SAFECARE DISPOSABLE | - | SAFECARE | - | BIN ALI MEDICAL SUPPLIES LLC | - | - | PRS | - | 1.5 | CONSUMABLES | - | - | - | - | - | - | - | - | - | - | - | - | - | - | - | - | - | - | - | - | - | - | - | - | - | - | - | - | - | - | - | - | - | - | - | - | - | - | - | - | - | - | - | BIN ALI MEDICAL SUPPLIES LLC | BIN ALI MEDICAL SUPPLIES LLC |  | SAFECARE MEDICAL CENTER | SAFECARE MEDICAL CENTER | [18 empty] | 53111700 Slippers |  |  |  |  | SLIPPER | PATIENT | [13 empty] | DISPOSABLE |  |  | X | [7 empty] | QC Completed | ok
ESI | 006 |  | PUS | CAT NO. NOT FOUND |  | OK | PUS | ABC | Data Enrichment | ABC | [11 empty] | NMC | 805659 | 30050 | 2411000683 | 30050_2411000683 | Med-Surg Consumable | TOURNIQUET PHLEBOTOMY CHILD RE SAFECARE | - | SAFECARE | - | BIN ALI MEDICAL SUPPLIES LLC | - | - | Each | - | 10 | CONSUMABLES | - | - | - | - | - | - | - | - | - | - | - | - | - | - | - | - | - | - | - | - | - | - | - | - | - | - | - | - | - | - | - | - | - | - | - | - | - | - | - | - | - | - | - | BIN ALI MEDICAL SUPPLIES LLC | BIN ALI MEDICAL SUPPLIES LLC |  | SAFECARE MEDICAL CENTER | SAFECARE MEDICAL CENTER | [18 empty] | 41104104 Tourniquets |  |  |  |  | TOURNIQUET | PHLEBOTOMY |  |  | CHILD | [13 empty] | X | [7 empty] | QC Completed | ok
ESI | 006 |  | PUS | CAT NO. NOT FOUND |  | OK | PUS | ABC | Data Enrichment | ABC | [11 empty] | NMC | 805662 | 30054 | 2421800936 | 30054_2421800936 | Med-Surg Consumable | COVER PROBE FOR EAR THERMOMETER SAFECARE 800's | - | SAFECARE | - | BIN ALI MEDICAL SUPPLIES LLC | - | - | BOX | - | 160 | CONSUMABLES | - | - | - | - | - | - | - | - | - | - | - | - | - | - | - | - | - | - | - | - | - | - | - | - | - | - | - | - | - | - | - | - | - | - | - | - | - | - | - | - | - | - | - | BIN ALI MEDICAL SUPPLIES LLC | BIN ALI MEDICAL SUPPLIES LLC |  | SAFECARE MEDICAL CENTER | SAFECARE MEDICAL CENTER |  |  |  |  | EA | 1 | BX | 800 | [10 empty] | 42182205 Medical thermometer tip or probe covers |  |  |  |  | COVER | PROBE | [10 empty] | FOR EAR THERMOMETER | [5 empty] | X | [7 empty] | QC Completed | ok
ESI | 006 |  | PUS | CAT NO. NOT FOUND |  | OK | PUS | ABC | Data Enrichment | ABC | [11 empty] | NMC | 805669 | 30066 | 2422924325 | 30066_2422924325 | Med-Surg Consumable | SLIDE SHEET NYLON RED 100X150CM SAFECARE-PRC | - | SAFECARE | - | ALL CARE MEDICAL SUPPLIES L.L.C | - | - | Each | - | 110 | CONSUMABLES | - | - | - | - | - | - | - | - | - | - | - | - | - | - | - | - | - | - | - | - | - | - | - | - | - | - | - | - | - | - | - | - | - | - | - | - | - | - | - | - | - | - | - | ALL CARE MEDICAL SUPPLIES L.L.C | ALL CARE MEDICAL SUPPLIES L.L.C |  | SAFECARE MEDICAL CENTER | SAFECARE MEDICAL CENTER | [18 empty] | 42192212 Patient transfer mats or sheets |  |  |  |  | SHEET | PATIENT TRANSFER |  | NYLON |  |  |  | 150X100CM |  |  |  |  | SLIDE |  |  |  | RED |  | X | [7 empty] | QC Completed | ok
ESI | 006 |  | PUS | CAT NO. NOT FOUND |  | OK | PUS | ABC | Data Enrichment | ABC | [11 empty] | NMC | 805675 | 30079 | 2421700157 | 30079_2421700157 | Med-Surg Consumable | KIT FIRST AID SAFECARE 25 PEOPLE ADULT | - | SAFECARE | - | BIN ALI MEDICAL SUPPLIES LLC | - | - | KIT | - | 50 | CONSUMABLES | - | - | - | - | - | - | - | - | - | - | - | - | - | - | - | - | - | - | - | - | - | - | - | - | - | - | - | - | - | - | - | - | - | - | - | - | - | - | - | - | - | - | - | BIN ALI MEDICAL SUPPLIES LLC | BIN ALI MEDICAL SUPPLIES LLC |  | SAFECARE MEDICAL CENTER | SAFECARE MEDICAL CENTER | [18 empty] | 42172001 Mobile medical services first aid kits |  |  |  |  | KIT | FIRST AID |  |  | ADULT | [7 empty] | 25 PEOPLE | [5 empty] | X | [7 empty] | QC Completed | ok
ESI | 006 |  | PUS | CAT NO. NOT FOUND |  | PKG FRM INPUT | PUS | ABC | Data Enrichment | ABC | [11 empty] | NMC | 805680 | 30096 | 2471300123 | 30096_2471300123 | Med-Surg Consumable | MAT ENTRY STICKY ADHESIVE SURFACE SAFECARE STERILE 300's | - | SAFECARE | - | BIN ALI MEDICAL SUPPLIES LLC | - | - | BOX | - | 3000 | CONSUMABLES | - | - | - | - | - | - | - | - | - | - | - | - | - | - | - | - | - | - | - | - | - | - | - | - | - | - | - | - | - | - | - | - | - | - | - | - | - | - | - | - | - | - | - | BIN ALI MEDICAL SUPPLIES LLC | BIN ALI MEDICAL SUPPLIES LLC |  | SAFECARE MEDICAL CENTER | SAFECARE MEDICAL CENTER |  |  |  |  | EA | 1 | BX | 300 | [10 empty] | 52101508 Door mats |  |  |  |  | MAT | DOOR | [10 empty] | ENTRY, STICKY, ADHESIVE SURFACE | STERILE |  |  |  |  | X | [7 empty] | QC Completed | ok
ESI | 006 |  | PUS | CAT NO. NOT FOUND |  | OK | PUS | ABC | Data Enrichment | ABC | [11 empty] | NMC | 805684 | 30103 | 2421402534 | 30103_2421402534 | Med-Surg Consumable | NEEDLE EAR IRRIGATION 14G BEND 2.1 X 100 MM SAFECARE 50's | - | SAFECARE | - | BIN ALI MEDICAL SUPPLIES LLC | - | - | BOX | - | 250 | CONSUMABLES | - | - | - | - | - | - | - | - | - | - | - | - | - | - | - | - | - | - | - | - | - | - | - | - | - | - | - | - | - | - | - | - | - | - | - | - | - | - | - | - | - | - | - | BIN ALI MEDICAL SUPPLIES LLC | BIN ALI MEDICAL SUPPLIES LLC |  | SAFECARE MEDICAL CENTER | SAFECARE MEDICAL CENTER |  |  |  |  | EA | 1 | BX | 50 | [10 empty] | 42142525 Irrigation needles |  |  |  |  | NEEDLE | IRRIGATION | [5 empty] | 14GAX100MM | 2.1MM |  |  | EAR | BEND | [5 empty] | X | [7 empty] | QC Completed | ok
ESI | 006 |  | PUS | THIRD PARTY |  | OK | PUS | ABC | Data Enrichment | ABC | [11 empty] | NMC | 805685 | 30104 | 2422801044 | 30104_2422801044 | Med-Surg Consumable | PROTECTOR INSTRUMENT CSAS2002B INSTRU PROTECTOR MEDIUM SAFECARE 100's | - | SAFECARE | - | BIN ALI MEDICAL SUPPLIES LLC | - | - | PKT | - | 200 | CONSUMABLES | - | - | - | - | - | - | - | - | - | - | - | - | - | - | - | - | - | - | - | - | - | - | - | - | - | - | - | - | - | - | - | - | - | - | - | - | - | - | - | - | - | - | - | BIN ALI MEDICAL SUPPLIES LLC | BIN ALI MEDICAL SUPPLIES LLC |  | SAFECARE MEDICAL CENTER | SAFECARE MEDICAL CENTER | CSAS2002B |  |  |  | EA | 1 | PK | 100 | [10 empty] | 42281907 Sterilization instrument protectors |  |  |  |  | PROTECTOR | INSTRUMENT |  |  |  |  | MEDIUM | [11 empty] | https://sinaha.ae/index.php?route=product/product&path=301&product_id=10766 | [7 empty] | QC Completed | ok
ESI | 006 |  | PUS | CAT NO. NOT FOUND |  | OK | PUS | ABC | Data Enrichment | ABC | [11 empty] | NMC | 805686 | 30105 | 2421300928 | 30105_2421300928 | Med-Surg Consumable | COVER PILLOW SAFECARE BLUE DISPOSABLE 100's | - | SAFECARE | - | ALL CARE MEDICAL SUPPLIES L.L.C | - | - | BOX | - | 100 | CONSUMABLES | - | - | - | - | - | - | - | - | - | - | - | - | - | - | - | - | - | - | - | - | - | - | - | - | - | - | - | - | - | - | - | - | - | - | - | - | - | - | - | - | - | - | - | ALL CARE MEDICAL SUPPLIES L.L.C | ALL CARE MEDICAL SUPPLIES L.L.C |  | SAFECARE MEDICAL CENTER | SAFECARE MEDICAL CENTER |  |  |  |  | EA | 1 | BX | 100 | [10 empty] | 42132108 Hospital pillow covers or pillowcases |  |  |  |  | COVER | PILLOW | [13 empty] | DISPOSABLE | BLUE |  | X | [7 empty] | QC Completed | ok
ESI | 006 |  | PUS | CAT NO. NOT FOUND |  | OK | PUS | ABC | Data Enrichment | ABC | [11 empty] | NMC | 805688 | 30108 | 2411104606 | 30108_2411104606 | Med-Surg Consumable | KIT LINEARITY R&D CBC LINE FOR USE WITH ERBA ELITE 24 X 3ML | - | SAFECARE | - | H AND D MEDICAL STORE AND EQUIPMENT TRADING L.L.C | - | - | BOX | - | 2800 | CONSUMABLES | - | - | - | - | - | - | - | - | - | - | - | - | - | - | - | - | - | - | - | - | - | - | - | - | - | - | - | - | - | - | - | - | - | - | - | - | - | - | - | - | - | - | - | H AND D MEDICAL STORE AND EQUIPMENT TRADING L.L.C | H AND D MEDICAL STORE AND EQUIPMENT TRADING L.L.C |  | SAFECARE MEDICAL CENTER | SAFECARE MEDICAL CENTER |  |  |  |  | EA | 1 | BX | 24 | [10 empty] | 41115808 Chemistry analyzer accessories or supplies |  |  |  |  | KIT | LINEARITY | [7 empty] | 3ML |  |  | R&D, CBC LINE, FOR USE WITH ERBA ELITE | [5 empty] | X | [7 empty] | QC Completed | ok
ESI | 006 |  | PUS | CAT NO. NOT FOUND |  | OK | PUS | ABC | Data Enrichment | ABC | [11 empty] | NMC | 805693 | 30120 | 2422910714 | 30120_2422910714 | Med-Surg Consumable | PACK VAGINAL SAFECARE | - | SAFECARE | - | BIN ALI MEDICAL SUPPLIES LLC | - | - | EA | - | 4 | CONSUMABLES | - | - | - | - | - | - | - | - | - | - | - | - | - | - | - | - | - | - | - | - | - | - | - | - | - | - | - | - | - | - | - | - | - | - | - | - | - | - | - | - | - | - | - | BIN ALI MEDICAL SUPPLIES LLC | BIN ALI MEDICAL SUPPLIES LLC |  | SAFECARE MEDICAL CENTER | SAFECARE MEDICAL CENTER | [18 empty] | 42295414 Surgical specialty procedure packs |  |  |  |  | PACK | SURGICAL PROCEDURE | [9 empty] | VAGINAL | [6 empty] | X | [7 empty] | QC Completed | ok
ESI | 006 |  | PUS | CAT NO. NOT FOUND |  | OK | PUS | ABC | Data Enrichment | ABC | [11 empty] | NMC | 805695 | 30125 | 2421700156 | 30125_2421700156 | Med-Surg Consumable | TOURNIQUET MEDICAL AZ-CAT SAFECARE BLEEDING CONTROL | - | SAFECARE | AZ-CAT | ALL CARE MEDICAL SUPPLIES L.L.C | - | - | Each | - | 79 | CONSUMABLES | - | - | - | - | - | - | - | - | - | - | - | - | - | - | - | - | - | - | - | - | - | - | - | - | - | - | - | - | - | - | - | - | - | - | - | - | - | - | - | - | - | - | - | ALL CARE MEDICAL SUPPLIES L.L.C | ALL CARE MEDICAL SUPPLIES L.L.C |  | SAFECARE MEDICAL CENTER | SAFECARE MEDICAL CENTER | [18 empty] | 41104104 Tourniquets |  |  |  |  | TOURNIQUET | MEDICAL | AZ-CAT | [9 empty] | BLEEDING CONTROL | [5 empty] | X | [7 empty] | QC Completed | ok
ESI | 006 |  | PUS | CAT NO. NOT FOUND |  | OK | PUS | ABC | Data Enrichment | ABC | [11 empty] | NMC | 805700 | 30133 | 2411000784 | 30133_2411000784 | Med-Surg Consumable | TOURNIQUET PHLEBOTOMY UNIVERSAL SAFECARE DISPOSABLE 25's | - | SAFECARE MEDICAL | - | BIN ALI MEDICAL SUPPLIES LLC | - | - | BOX | - | 12.5 | CONSUMABLES | - | - | - | - | - | - | - | - | - | - | - | - | - | - | - | - | - | - | - | - | - | - | - | - | - | - | - | - | - | - | - | - | - | - | - | - | - | - | - | - | - | - | - | BIN ALI MEDICAL SUPPLIES LLC | BIN ALI MEDICAL SUPPLIES LLC |  | SAFECARE MEDICAL CENTER | SAFECARE MEDICAL CENTER |  |  |  |  | EA | 1 | BX | 25 | [10 empty] | 41104104 Tourniquets |  |  |  |  | TOURNIQUET | PHLEBOTOMY |  |  |  |  | UNIVERSAL | [8 empty] | DISPOSABLE |  |  | X | [7 empty] | QC Completed | ok
ESI | 006 |  | PUS | CAT NO. NOT FOUND |  | OK | PUS | ABC | Data Enrichment | ABC | [11 empty] | NMC | 805708 | 30151 | 2421402492 | 30151_2421402492 | Med-Surg Consumable | SITZ BATH GOLD WITH GRAD BAG SAFECARE MEDICAL | - | SAFECARE MEDICAL | - | BIN ALI MEDICAL SUPPLIES LLC | - | - | Each | - | 8 | CONSUMABLES | - | - | - | - | - | - | - | - | - | - | - | - | - | - | - | - | - | - | - | - | - | - | - | - | - | - | - | - | - | - | - | - | - | - | - | - | - | - | - | - | - | - | - | BIN ALI MEDICAL SUPPLIES LLC | BIN ALI MEDICAL SUPPLIES LLC |  | SAFECARE MEDICAL CENTER | SAFECARE MEDICAL CENTER | [18 empty] | 42211611 Sitz baths for the physically challenged |  |  |  |  | SITZ | BATH | [10 empty] | WITH GRAD BAG | [5 empty] | X | [7 empty] | QC Completed | ok
ESI | 006 |  | PUS | CAT NO. NOT FOUND |  | OK | PUS | ABC | Data Enrichment | ABC | [11 empty] | NMC | 805709 | 30162 | 2521200065 | 30162_2521200065 | Med-Surg Consumable | PILLOW MEDICAL PATIENT WHITE CAREPLUS | - | SAFECARE MEDICAL | - | ALL CARE MEDICAL SUPPLIES L.L.C | - | - | EA | - | 29 | CONSUMABLES | - | - | - | - | - | - | - | - | - | - | - | - | - | - | - | - | - | - | - | - | - | - | - | - | - | - | - | - | - | - | - | - | - | - | - | - | - | - | - | - | - | - | - | ALL CARE MEDICAL SUPPLIES L.L.C | ALL CARE MEDICAL SUPPLIES L.L.C |  | SAFECARE MEDICAL CENTER | SAFECARE MEDICAL CENTER | [18 empty] | 42132104 Hospital pillows |  |  |  |  | PILLOW | HOSPITAL | CAREPLUS | [9 empty] | PATIENT |  |  |  | WHITE | MEDICAL | X | [7 empty] | QC Completed | ok
ESI | 006 |  | PUS | UNSOURCED |  | OK | PUS | ABC | Data Enrichment | ABC | [11 empty] | NMC | 805711 | 30166 | 2421301038 | 30166_2421301038 | Med-Surg Consumable | SLIDE SHEET 700144 TUBULAR NYLON RED 122 X 100 CM SAFECARE | - | SAFECARE MEDICAL | - | BIN ALI MEDICAL SUPPLIES LLC | - | - | EA | - | 100 | CONSUMABLES | - | - | - | - | - | - | - | - | - | - | - | - | - | - | - | - | - | - | - | - | - | - | - | - | - | - | - | - | - | - | - | - | - | - | - | - | - | - | - | - | - | - | - | BIN ALI MEDICAL SUPPLIES LLC | BIN ALI MEDICAL SUPPLIES LLC |  | SAFECARE MEDICAL CENTER | SAFECARE MEDICAL CENTER | 700144 | [17 empty] | 42192212 Patient transfer mats or sheets |  |  |  |  | SHEET | PATIENT TRANSFER |  | NYLON |  |  |  | 122X100CM |  |  |  |  | SLIDE, TUBULAR |  |  |  | RED |  | URL NOT FOUND | [7 empty] | QC Completed | ok
ESI | 006 |  | PUS | UNSOURCED |  | OK | PUS | ABC | Data Enrichment | ABC | [11 empty] | NMC | 806780 | 34050 | 2512400559 | 34050_2512400559 | Med-Surg Consumable | PEEL DERMATOLOGY TKN-00-0377 COMBINED PEEL TOKSKANI PURIFYING 50ML. | - | TOSKANI | TOSKANI | BEAUTY AND BEAUTY COSMETICS FZC | - | - | Each | - | 355.5 | CONSUMABLES | - | - | - | - | - | - | - | - | - | - | - | - | - | - | - | - | - | - | - | - | - | - | - | - | - | - | - | - | - | - | - | - | - | - | - | - | - | - | - | - | - | - | - | BEAUTY AND BEAUTY COSMETICS FZC | BEAUTY AND BEAUTY COSMETICS FZC |  | TOSKANI | TOSKANI | TKN-00-0377 | [17 empty] | 53131613 Facial care products |  |  |  |  | PEEL | DERMATOLOGICAL | [7 empty] | 50ML |  |  | COMBINED, PURIFYING | [5 empty] | URL NOT FOUND | [7 empty] | QC Completed | ok
ESI | 006 |  | PUS | SOURCED |  | OK | PUS | ABC | Data Enrichment | ABC | [11 empty] | NMC | 806781 | 34051 | 2512400560 | 34051_2512400560 | Med-Surg Consumable | PEEL DERMATOLOGY TKN-00-0383 COMBINED PEEL TOKSKANI RADIANCE BOOSTER 50ML. | - | TOSKANI | TOSKANI | BEAUTY AND BEAUTY COSMETICS FZC | - | - | Each | - | 355.5 | CONSUMABLES | - | - | - | - | - | - | - | - | - | - | - | - | - | - | - | - | - | - | - | - | - | - | - | - | - | - | - | - | - | - | - | - | - | - | - | - | - | - | - | - | - | - | - | BEAUTY AND BEAUTY COSMETICS FZC | BEAUTY AND BEAUTY COSMETICS FZC |  | TOSKANI | TOSKANI | TKN-00-0383 | [17 empty] | 53131613 Facial care products |  |  |  |  | PEEL | DERMATOLOGICAL | RADIANCE | [6 empty] | 50ML |  |  | BOTTLE, BOOSTER, COMBINED | [5 empty] | https://shop.toskani.com/en/COMBINED/166-Radiance-Peel.html | [7 empty] | QC Completed | ok
ESI | 006 |  | PUS | UNSOURCED |  | OK | PUS | ABC | Data Enrichment | ABC | [11 empty] | NMC | 806782 | 34052 | 2512400561 | 34052_2512400561 | Med-Surg Consumable | PEEL DERMATOLOGY TKN-00-0169 MONOACID PEEL TOKSKANI SALYCILIC 10% 50ML. | - | TOSKANI | TOSKANI | BEAUTY AND BEAUTY COSMETICS FZC | - | - | Each | - | 207 | CONSUMABLES | - | - | - | - | - | - | - | - | - | - | - | - | - | - | - | - | - | - | - | - | - | - | - | - | - | - | - | - | - | - | - | - | - | - | - | - | - | - | - | - | - | - | - | BEAUTY AND BEAUTY COSMETICS FZC | BEAUTY AND BEAUTY COSMETICS FZC |  | TOSKANI | TOSKANI | TKN-00-0169 | [17 empty] | 53131613 Facial care products |  |  |  |  | PEEL | DERMATOLOGICAL |  | SALYCILIC 10% | [5 empty] | 50ML |  |  | MONOACID | [5 empty] | URL NOT FOUND | [7 empty] | QC Completed | ok
ESI | 006 |  | PUS | SOURCED |  | OK | PUS | ABC | Data Enrichment | ABC | [11 empty] | NMC | 806783 | 34053 | 2512400562 | 34053_2512400562 | Med-Surg Consumable | PEEL DERMATOLOGY TKN-00-0178 TOADYUVANTS SKANI PEELS NEUTRALISING SOLUTION 100 SPRAY. | - | TOSKANI | TOSKANI | BEAUTY AND BEAUTY COSMETICS FZC | - | - | Each | - | 126 | CONSUMABLES | - | - | - | - | - | - | - | - | - | - | - | - | - | - | - | - | - | - | - | - | - | - | - | - | - | - | - | - | - | - | - | - | - | - | - | - | - | - | - | - | - | - | - | BEAUTY AND BEAUTY COSMETICS FZC | BEAUTY AND BEAUTY COSMETICS FZC |  | TOSKANI | TOSKANI | TKN-00-0178 | [17 empty] | 53131613 Facial care products |  |  |  |  | PEEL | DERMATOLOGICAL | TOADYUVANTS SKANI | [6 empty] | 100ML |  |  | NEUTRALISING SOLUTION, 100 SPRAY | [5 empty] | https://shop.toskani.com/en/ADJUVANTS/79-Neutralizing-Solution.html | [7 empty] | QC Completed | ok
ESI | 006 |  | PUS | SOURCED |  | OK | PUS | ABC | Data Enrichment | ABC | [11 empty] | NMC | 806784 | 34054 | 2512400563 | 34054_2512400563 | Med-Surg Consumable | PEEL DERMATOLOGY TKN-00-0179 TOADYUVANTS TOKSKANI PEELS DEGREASING SOLUTION 100 SPRAY. | - | TOSKANI | TOSKANI | BEAUTY AND BEAUTY COSMETICS FZC | - | - | Each | - | 112.5 | CONSUMABLES | - | - | - | - | - | - | - | - | - | - | - | - | - | - | - | - | - | - | - | - | - | - | - | - | - | - | - | - | - | - | - | - | - | - | - | - | - | - | - | - | - | - | - | BEAUTY AND BEAUTY COSMETICS FZC | BEAUTY AND BEAUTY COSMETICS FZC |  | TOSKANI | TOSKANI | TKN-00-0179 | [17 empty] | 53131613 Facial care products |  |  |  |  | PEEL | DERMATOLOGICAL | TOADYUVANTS SKANI | [6 empty] | 100ML |  |  | DEGREASING SOLUTION, 100 SPRAY | [5 empty] | https://shop.toskani.com/en/ADJUVANTS/80-Degreasing-Solution.html | [7 empty] | QC Completed | ok
ESI | 006 |  | PUS | UNSOURCED |  | OK | PUS | ABC | Data Enrichment | ABC | [11 empty] | NMC | 806785 | 34055 | 2421300810 | 34055_2421300810 | Med-Surg Consumable | STAPLER LINEAR CUTTER FMG-60PR RELOAD UNIT OD60 MM BLUE RELOADABLE ARTICULATE 12 MM TROCAR | - | TOUCHSTONE | FMG-60PR | PROMEDEX MEDICAL EQUIPMENTS TRADING | - | - | Each | - | 850 | CONSUMABLES | - | - | - | - | - | - | - | - | - | - | - | - | - | - | - | - | - | - | - | - | - | - | - | - | - | - | - | - | - | - | - | - | - | - | - | - | - | - | - | - | - | - | - | PROMEDEX MEDICAL EQUIPMENTS TRADING | PROMEDEX MEDICAL EQUIPMENTS TRADING |  | TOUCHSTONE | TOUCHSTONE | FMG-60PR | [17 empty] | 42312009 Medical staplers for internal use |  |  |  |  | STAPLER | INTERNAL | [5 empty] | 60MM | 12MM |  |  |  | LINEAR CUTTER, RELOAD UNIT, RELOADABLE, ARTICULATE, TROCAR |  |  |  | BLUE |  | URL NOT FOUND | [7 empty] | QC Completed | ok
ESI | 006 |  | PUS | CAT NO. NOT FOUND |  | OK | PUS | ABC | Data Enrichment | ABC | [11 empty] | NMC | 806786 | 34056 | 2423102531 | 34056_2423102531 | Med-Surg Consumable | STAPLER INTERNAL CST29 INTRALUMINAL OD29 MM AIR-SEALED PRS PRESSURE RELEASE SYSTEM BLUE DISPOSABLE | - | TOUCHSTONE | TOUCHSTONE | PROMEDEX MEDICAL EQUIPMENTS TRADING | - | - | Each | - | 1600 | CONSUMABLES | - | - | - | - | - | - | - | - | - | - | - | - | - | - | - | - | - | - | - | - | - | - | - | - | - | - | - | - | - | - | - | - | - | - | - | - | - | - | - | - | - | - | - | PROMEDEX MEDICAL EQUIPMENTS TRADING | PROMEDEX MEDICAL EQUIPMENTS TRADING |  | TOUCHSTONE | TOUCHSTONE | [18 empty] | 42312009 Medical staplers for internal use |  |  |  |  | STAPLER | INTERNAL | [5 empty] | 29MM |  |  |  | INTRALUMINAL | AIR-SEALED, PRESSURE RELEASE SYSTEM |  |  | DISPOSABLE | BLUE |  | X | [7 empty] | QC Completed | ok
ESI | 006 |  | PUS | THIRD PARTY |  | OK | PUS | ABC | Data Enrichment | ABC | [11 empty] | NMC | 806787 | 34057 | 2423102076 | 34057_2423102076 | Med-Surg Consumable | STAPLER INTERNAL TISSUE SELECTING THERAPY TST33-WS L33 MM HEMORRHOIDS DAO UNITS+TS0+D120+S180+SD OBTURATOR+BUTTERFLY DILATOR | - | TOUCHSTONE | TST33-WS | PROMEDEX MEDICAL EQUIPMENTS TRADING | - | - | Each | - | 2100 | CONSUMABLES | - | - | - | - | - | - | - | - | - | - | - | - | - | - | - | - | - | - | - | - | - | - | - | - | - | - | - | - | - | - | - | - | - | - | - | - | - | - | - | - | - | - | - | PROMEDEX MEDICAL EQUIPMENTS TRADING | PROMEDEX MEDICAL EQUIPMENTS TRADING |  | TOUCHSTONE | TOUCHSTONE | TST33-WS | [17 empty] | 42312009 Medical staplers for internal use |  |  |  |  | STAPLER | INTERNAL | [5 empty] | 33MM |  |  |  |  | TISSUE SELECTING THERAPY, HEMORRHOIDS DAO UNITS+TS0+D120+S180+SD, OBTURATOR+BUTTERFLY DILATOR | [5 empty] | https://www.bbraun.se/content/dam/b-braun/global/website/products-and-therapies/wound-closure/B25702%200516-TST33.pdf | [7 empty] | QC Completed | ok
ESI | 006 |  | PUS | THIRD PARTY |  | OK | PUS | ABC | Data Enrichment | ABC | [11 empty] | NMC | 806788 | 34058 | 2423101840 | 34058_2423101840 | Med-Surg Consumable | STAPLER INTERNAL TST36-S180 TST TISSUE SELECTING THERAPY OD36 MM WITH HCAD+CAD+BF DILATOR+SANS ANOSCOPE+OBTURATOR+SUTURE THREADER | - | TOUCHSTONE | TST36-S180 | PROMEDEX MEDICAL EQUIPMENTS TRADING | - | - | Each | - | 2700 | CONSUMABLES | - | - | - | - | - | - | - | - | - | - | - | - | - | - | - | - | - | - | - | - | - | - | - | - | - | - | - | - | - | - | - | - | - | - | - | - | - | - | - | - | - | - | - | PROMEDEX MEDICAL EQUIPMENTS TRADING | PROMEDEX MEDICAL EQUIPMENTS TRADING |  | TOUCHSTONE | TOUCHSTONE | TST36-S180 | [17 empty] | 42312009 Medical staplers for internal use |  |  |  |  | STAPLER | INTERNAL | [5 empty] | 36MM |  |  |  |  | TISSUE SELECTING THERAPY, WITH HCAD+CAD+BF DILATOR+SANS ANOSCOPE+OBTURATOR+SUTURE THREADER | [5 empty] | https://www.duomed.com/en-DK/hemorrhoid-prolapse-staplers/stapler-tissue-selecting-therapy | [7 empty] | QC Completed | ok
ESI | 006 |  | PUS | SOURCED |  | PKG FRM INPUT | PUS | ABC | Data Enrichment | ABC | [11 empty] | NMC | 806792 | 34124 | 2423208730 | 34124_2423208730 | Med-Surg Consumable | TRANSCONNECTOR II ORTHOPEDIC SPPS.TC2S.048 L48 MM TITANIUM EACH | - | TRAUMA CARE | SPPS.TC2S.048 | TRAUMACARE MEDICAL | - | - | Each | - | 1895.7 | CONSUMABLES | - | - | - | - | - | - | - | - | - | - | - | - | - | - | - | - | - | - | - | - | - | - | - | - | - | - | - | - | - | - | - | - | - | - | - | - | - | - | - | - | - | - | - | TRAUMA CARE MEDICAL EQUIPMENT LLC | TRAUMA CARE MEDICAL EQUIPMENT LLC |  | TRAUMA CARE MEDICAL EQUIPMENT LLC | TRAUMA CARE MEDICAL EQUIPMENT LLC | SPPS.TC2S.048 |  |  |  | EA | 1 | [12 empty] | 42321616 Spinal connectors or couplers |  |  |  |  | TRANSCONNECTOR | SPINAL |  | TITANIUM |  |  |  | 48MM |  |  |  | THORACO-LUMBAR PEDICLE | [5 empty] | ORTHOPEDIC | https://traumacare.ae/mt-content/uploads/2023/12/trauma-care-catalogue-2023.pdf | [7 empty] | QC Completed | ok
ESI | 006 |  | PUS | SOURCED |  | PKG FRM INPUT | PUS | ABC | Data Enrichment | ABC | [11 empty] | NMC | 806793 | 34142 | 2423208722 | 34142_2423208722 | Med-Surg Consumable | CAP PROTECTIVE TEXF.PEC4.028 OD4.0 X L28 MM SILICON EACH | - | TRAUMA CARE | TEXF.PEC4.028 | TRAUMACARE MEDICAL | - | - | Each | - | 3.41 | CONSUMABLES | - | - | - | - | - | - | - | - | - | - | - | - | - | - | - | - | - | - | - | - | - | - | - | - | - | - | - | - | - | - | - | - | - | - | - | - | - | - | - | - | - | - | - | TRAUMA CARE MEDICAL EQUIPMENT LLC | TRAUMA CARE MEDICAL EQUIPMENT LLC |  | TRAUMA CARE MEDICAL EQUIPMENT LLC | TRAUMA CARE MEDICAL EQUIPMENT LLC | TEXF.PEC4.028 |  |  |  | EA | 1 | [12 empty] | 42295460 Protective caps for orthopedic implants |  |  |  |  | CAP | PROTECTIVE |  | SILICONE |  |  |  | 4X28MM |  |  |  |  | FOR EXTERNAL FIXATOR SCREW | [5 empty] | https://traumacare.ae/mt-content/uploads/2023/12/trauma-care-catalogue-2023.pdf | [7 empty] | QC Completed | ok
ESI | 006 |  | PUS | UNSOURCED |  | PKG FRM INPUT | PUS | ABC | Data Enrichment | ABC | [11 empty] | NMC | 806831 | 34224 | 2IN0005677 | 34224_2IN0005677 | Med-Surg Consumable | HANDLE T 40-819-00 LOCKABLE CANNULATED OD1.0 MM X 6.0 MM EACH | - | TRAUMACARE | 40-819-00 | TRAUMA CARE MEDICAL EQUIPMENTS TRADING L.L.C | - | - | EA | - | 3808.13 | INSTRUMENT | - | - | - | - | - | - | - | - | - | - | - | - | - | - | - | - | - | - | - | - | - | - | - | - | - | - | - | - | - | - | - | - | - | - | - | - | - | - | - | - | - | - | - | TRAUMA CARE MEDICAL EQUIPMENT LLC | TRAUMA CARE MEDICAL EQUIPMENT LLC |  | TRAUMA CARE MEDICAL EQUIPMENT LLC | TRAUMA CARE MEDICAL EQUIPMENT LLC | 40-819-00 |  |  |  | EA | 1 | [12 empty] | 42291901 Surgical instrument holders or positioners |  |  |  |  | HANDLE | INSTRUMENT | [5 empty] | 1X6MM |  |  |  |  | T, LOCKABLE, CANNULATED | [5 empty] | URL NOT FOUND | [7 empty] | QC Completed | ok
ESI | 006 |  | PUS | UNSOURCED |  | OK | PUS | ABC | Data Enrichment | ABC | [11 empty] | NMC | 806834 | 34229 | 2IN0005676 | 34229_2IN0005676 | Med-Surg Consumable | BENDING IRON 40-894-12 FOR K-WIRE INNER OD2.7 MM, | - | TRAUMACARE | 40-894-12 | TRAUMA CARE MEDICAL EQUIPMENTS TRADING L.L.C | - | - | EA | - | 566.75 | INSTRUMENT | - | - | - | - | - | - | - | - | - | - | - | - | - | - | - | - | - | - | - | - | - | - | - | - | - | - | - | - | - | - | - | - | - | - | - | - | - | - | - | - | - | - | - | TRAUMA CARE MEDICAL EQUIPMENT LLC | TRAUMA CARE MEDICAL EQUIPMENT LLC |  | TRAUMA CARE MEDICAL EQUIPMENT LLC | TRAUMA CARE MEDICAL EQUIPMENT LLC | 40-894-12 | [17 empty] | 42292301 Surgical bending instruments |  |  |  |  | IRON | BENDING | [5 empty] | 2.7MM |  |  |  |  | FOR K-WIRE INNER | [5 empty] | URL NOT FOUND | [7 empty] | QC Completed | ok
ESI | 006 |  | PUS | UNSOURCED |  | PKG FRM INPUT | PUS | ABC | Data Enrichment | ABC | [11 empty] | NMC | 806838 | 34247 | 2IN0005678 | 34247_2IN0005678 | Med-Surg Consumable | WIRE BONE TSSW.08CL.10M SOFT COIL STAINLESS STEEL 10 M X 0.8 MM EACH | - | TRAUMACARE | TSSW.08CL.10M | TRAUMA CARE MEDICAL EQUIPMENTS TRADING L.L.C | - | - | EA | - | 694.2 | INSTRUMENT | - | - | - | - | - | - | - | - | - | - | - | - | - | - | - | - | - | - | - | - | - | - | - | - | - | - | - | - | - | - | - | - | - | - | - | - | - | - | - | - | - | - | - | TRAUMA CARE MEDICAL EQUIPMENT LLC | TRAUMA CARE MEDICAL EQUIPMENT LLC |  | TRAUMA CARE MEDICAL EQUIPMENT LLC | TRAUMA CARE MEDICAL EQUIPMENT LLC | TSSW.08CL.10M |  |  |  | EA | 1 | [12 empty] | 42321512 Bone fixation pin or wire |  |  |  |  | WIRE | BONE |  | STAINLESS STEEL |  |  |  | 0.8MMX10MR |  |  |  |  | SOFT COIL | [5 empty] | URL NOT FOUND | [7 empty] | QC Completed | ok
ESI | 006 |  | PUS | UNSOURCED |  | PKG FRM INPUT | PUS | ABC | Data Enrichment | ABC | [11 empty] | NMC | 806839 | 34248 | 2IN0005679 | 34248_2IN0005679 | Med-Surg Consumable | WIRE BONE TSSW.10CL.10M SOFT COIL STAINLESS STEEL 10 M X 1.0 MM EACH | - | TRAUMACARE | TSSW.10CL.10M | TRAUMA CARE MEDICAL EQUIPMENTS TRADING L.L.C | - | - | EA | - | 694.2 | INSTRUMENT | - | - | - | - | - | - | - | - | - | - | - | - | - | - | - | - | - | - | - | - | - | - | - | - | - | - | - | - | - | - | - | - | - | - | - | - | - | - | - | - | - | - | - | TRAUMA CARE MEDICAL EQUIPMENT LLC | TRAUMA CARE MEDICAL EQUIPMENT LLC |  | TRAUMA CARE MEDICAL EQUIPMENT LLC | TRAUMA CARE MEDICAL EQUIPMENT LLC | TSSW.10CL.10M |  |  |  | EA | 1 | [12 empty] | 42321512 Bone fixation pin or wire |  |  |  |  | WIRE | BONE |  | STAINLESS STEEL |  |  |  | 1MMX10MR |  |  |  |  | SOFT COIL | [5 empty] | URL NOT FOUND | [7 empty] | QC Completed | ok
ESI | 006 |  | PUS | UNSOURCED |  | OK | PUS | ABC | Data Enrichment | ABC | [11 empty] | NMC | 806840 | 34249 | 2422910760 | 34249_2422910760 | Med-Surg Consumable | LASER CASE ENT-LS-17 ENT DIODE TRIANGEL | - | TRIANGEL RSD | - | MEDLINE MEDICAL SUPPLIES LLC | - | - | EA | - | 2850 | CONSUMABLES | - | - | - | - | - | - | - | - | - | - | - | - | - | - | - | - | - | - | - | - | - | - | - | - | - | - | - | - | - | - | - | - | - | - | - | - | - | - | - | - | - | - | - | MEDLINE MEDICAL SUPPLIES LLC | MEDLINE MEDICAL SUPPLIES LLC |  | TRIANGEL RSD | TRIANGEL RSD | ENT-LS-17 | [17 empty] | 42295163 Surgical laser accessories |  |  |  |  | CASE | LASER | [10 empty] | ENT DIODE | [5 empty] | URL NOT FOUND | [7 empty] | QC Completed | ok
ESI | 006 |  | PUS | UNSOURCED |  | OK | PUS | ABC | Data Enrichment | ABC | [11 empty] | NMC | 806841 | 34250 | 2422910879 | 34250_2422910879 | Med-Surg Consumable | LASER CASE ENT-LDD-21 DIODE ADVANCED | - | TRIANGEL RSD | - | MEDLINE MEDICAL SUPPLIES LLC | - | - | EA | - | 1920 | CONSUMABLES | - | - | - | - | - | - | - | - | - | - | - | - | - | - | - | - | - | - | - | - | - | - | - | - | - | - | - | - | - | - | - | - | - | - | - | - | - | - | - | - | - | - | - | MEDLINE MEDICAL SUPPLIES LLC | MEDLINE MEDICAL SUPPLIES LLC |  | TRIANGEL RSD | TRIANGEL RSD | ENT-LDD-21 | [17 empty] | 42295163 Surgical laser accessories |  |  |  |  | CASE | LASER | [10 empty] | DIODE ADVANCED | [5 empty] | URL NOT FOUND | [7 empty] | QC Completed | ok
ESI | 006 |  | PUS | UNSOURCED |  | PKG FRM INPUT | PUS | ABC | Data Enrichment | ABC | [11 empty] | NMC | 806847 | 34527 | 2531000209 | 34527_2531000209 | Med-Surg Consumable | PANTIES THD0GXL NON-WOVEN LIGHT STANDARD MODEL WITH GREEN STRIPE X-LARGE DISPOSABLE BOX/50 | - | TRI-STEP | THD0GXL | GLOBEMED CARE L.L.C | - | - | EA | - | 0.79 | CONSUMABLES | - | - | - | - | - | - | - | - | - | - | - | - | - | - | - | - | - | - | - | - | - | - | - | - | - | - | - | - | - | - | - | - | - | - | - | - | - | - | - | - | - | - | - | GLOBEMED CARE L.L.C | GLOBEMED CARE L.L.C |  | TRI-STEP | TRI-STEP | THD0GXL |  |  |  | EA | 1 | BX | 50 | [10 empty] | 53102303 Underpants |  |  |  |  | PANTIES | INCONTINENCE |  |  |  |  | XL | [5 empty] | NON-WOVEN, LIGHT, STANDARD MODEL, WITH GREEN STRIPE |  |  | DISPOSABLE |  |  | URL NOT FOUND | [7 empty] | QC Completed | ok
ESI | 006 |  | PUS | UNSOURCED |  | PKG FRM INPUT | PUS | ABC | Data Enrichment | ABC | [11 empty] | NMC | 806848 | 34528 | 2531000211 | 34528_2531000211 | Med-Surg Consumable | PANTIES THDBXXXL NON-WOVEN LIGHT STANDARD MODEL WITH BROWN STRIPE XXX-LARGE DISPOSABLE BOX/50 | - | TRI-STEP | THDBXXXL | GLOBEMED CARE L.L.C | - | - | EA | - | 1.2 | CONSUMABLES | - | - | - | - | - | - | - | - | - | - | - | - | - | - | - | - | - | - | - | - | - | - | - | - | - | - | - | - | - | - | - | - | - | - | - | - | - | - | - | - | - | - | - | GLOBEMED CARE L.L.C | GLOBEMED CARE L.L.C |  | TRI-STEP | TRI-STEP | THDBXXXL |  |  |  | EA | 1 | BX | 50 | [10 empty] | 53102303 Underpants |  |  |  |  | PANTIES | INCONTINENCE |  |  |  |  | 3XL | [5 empty] | NON-WOVEN, LIGHT, STANDARD MODEL, WITH BROWN STRIPE |  |  | DISPOSABLE |  |  | URL NOT FOUND | [7 empty] | QC Completed | ok
ESI | 006 |  | PUS | UNSOURCED |  | PKG FRM INPUT | PUS | ABC | Data Enrichment | ABC | [11 empty] | NMC | 806849 | 34529 | 2531000210 | 34529_2531000210 | Med-Surg Consumable | PANTIES THDPXXL NON-WOVEN LIGHT STANDARD MODEL WITH PINK STRIPE XX-LARGE DISPOSABLE BOX/50 | - | TRI-STEP | THDPXXL | GLOBEMED CARE L.L.C | - | - | EA | - | 0.89 | CONSUMABLES | - | - | - | - | - | - | - | - | - | - | - | - | - | - | - | - | - | - | - | - | - | - | - | - | - | - | - | - | - | - | - | - | - | - | - | - | - | - | - | - | - | - | - | GLOBEMED CARE L.L.C | GLOBEMED CARE L.L.C |  | TRI-STEP | TRI-STEP | THDPXXL |  |  |  | EA | 1 | BX | 50 | [10 empty] | 53102303 Underpants |  |  |  |  | PANTIES | INCONTINENCE |  |  |  |  | 2XL | [5 empty] | NON-WOVEN, LIGHT, STANDARD MODEL, WITH PINK STRIPE |  |  | DISPOSABLE |  |  | URL NOT FOUND | [7 empty] | QC Completed | ok
ESI | 006 |  | PUS | CAT NO. NOT FOUND |  | PKG FRM INPUT | PUS | ABC | Data Enrichment | ABC | [11 empty] | NMC | 806850 | 34530 | 2421801300 | 34530_2421801300 | Med-Surg Consumable | SPHYGMOMANOMETER DIGITAL BP APPARATUS TRISTER EACH | - | TRISTER | - | MAS MEDICAL SURGICAL TRADING | - | - | Each | - | 139.5 | CONSUMABLES | - | - | - | - | - | - | - | - | - | - | - | - | - | - | - | - | - | - | - | - | - | - | - | - | - | - | - | - | - | - | - | - | - | - | - | - | - | - | - | - | - | - | - | MAS MEDICAL SURGICAL TRADING | MAS MEDICAL SURGICAL TRADING |  | TRISTER | TRISTER |  |  |  |  | EA | 1 | [12 empty] | 42181601 Aneroid blood pressure units |  |  |  |  | SPHYGMOMANOMETER | ANEROID | [10 empty] | DIGITAL, BP APPARATUS, TRISTER | [5 empty] | URL NOT FOUND | [7 empty] | QC Completed | ok
ESI | 006 |  | PUS | THIRD PARTY |  | PKG FRM INPUT | PUS | ABC | Data Enrichment | ABC | [11 empty] | NMC | 806851 | 34531 | 2422003240 | 34531_2422003240 | Med-Surg Consumable | CANNULA INTRAVENOUS 90255 VENSITE OD20 GA SAFETY PLUS 50'S | - | TROGE | 90255 | ROYAL CARE MEDICAL EQUIP. TRDG | - | - | BOX | - | 45 | CONSUMABLES | - | - | - | - | - | - | - | - | - | - | - | - | - | - | - | - | - | - | - | - | - | - | - | - | - | - | - | - | - | - | - | - | - | - | - | - | - | - | - | - | - | - | - | ROYAL CARE MEDICAL EQUIP. TRDG | ROYAL CARE MEDICAL EQUIP. TRDG |  | TROGE | TROGE | 90255 |  |  |  | EA | 1 | BX | 50 | [10 empty] | 42221500 Intravenous and arterial cannulas and catheters and accessories |  |  |  |  | CANNULA | INTRAVENOUS | TRO-VENSITE SAFETY PLUS |  |  |  |  | 20GAX32MM | [8 empty] | PINK |  | https://www.kvinto.no/images/pdfs/Troge/TROGE_TRO-VENSITE_safety_2020.pdf | [7 empty] | QC Completed | ok
ESI | 006 |  | PUS | CAT NO. NOT FOUND |  | OK | PUS | ABC | Data Enrichment | ABC | [11 empty] | NMC | 806852 | 34534 | 2422701284 | 34534_2422701284 | Med-Surg Consumable | CHAMBER HUMIDIFIER AERO CHAMBER ADULT WITH MASK | - | TRUDELL | TRUDELL | NMC KCH OP PHARMACY | - | - | Each | - | 135 | CONSUMABLES | - | - | - | - | - | - | - | - | - | - | - | - | - | - | - | - | - | - | - | - | - | - | - | - | - | - | - | - | - | - | - | - | - | - | - | - | - | - | - | - | - | - | - | NMC KCH OP PHARMACY | NMC KCH OP PHARMACY |  | TRUDELL | TRUDELL | [18 empty] | 42271801 Respiratory humidifiers or vaporizers |  |  |  |  | HUMIDIFIER | RESPIRATORY |  |  | ADULT | [7 empty] | AERO CHAMBER, WITH MASK | [5 empty] | URL NOT FOUND | [7 empty] | QC Completed | ok
ESI | 006 |  | PUS | UNSOURCED |  | OK | PUS | ABC | Data Enrichment | ABC | [11 empty] | NMC | 806865 | 34556 | 2IN0005499 | 34556_2IN0005499 | Med-Surg Consumable | PUSHER BAND SD-1100-00 ORTHODONTIC SCALER 170MM PUSHER 4 X 1.5MM | - | TSI MED | - | ESQUIRE MEDICAL EQUIPMENT TRADING LLC | - | - | EA | - | 137 | INSTRUMENT | - | - | - | - | - | - | - | - | - | - | - | - | - | - | - | - | - | - | - | - | - | - | - | - | - | - | - | - | - | - | - | - | - | - | - | - | - | - | - | - | - | - | - | ESQUIRE MEDICAL EQUIPMENT TRADING LLC | ESQUIRE MEDICAL EQUIPMENT TRADING LLC |  | TSI MED | TSI MED | SD-1100-00 | [17 empty] | 42152722 Orthodontic band drivers or pushers or setters |  |  |  |  | PUSHER | BAND | [5 empty] | 170MM | 4X1.5MM |  |  |  | ORTHODONTIC, SCALER | [5 empty] | URL NOT FOUND | [7 empty] | QC Completed | ok
ESI | 006 |  | PUS | UNSOURCED |  | OK | PUS | ABC | Data Enrichment | ABC | [11 empty] | NMC | 806866 | 34557 | 2IN0005500 | 34557_2IN0005500 | Med-Surg Consumable | PUSHER BAND SD-1100-01 ORTHODONTIC SMALL SCALER 170MM PUSHER 4 X 1.5MM | - | TSI MED | - | ESQUIRE MEDICAL EQUIPMENT TRADING LLC | - | - | EA | - | 136 | INSTRUMENT | - | - | - | - | - | - | - | - | - | - | - | - | - | - | - | - | - | - | - | - | - | - | - | - | - | - | - | - | - | - | - | - | - | - | - | - | - | - | - | - | - | - | - | ESQUIRE MEDICAL EQUIPMENT TRADING LLC | ESQUIRE MEDICAL EQUIPMENT TRADING LLC |  | TSI MED | TSI MED | SD-1100-01 | [17 empty] | 42152722 Orthodontic band drivers or pushers or setters |  |  |  |  | PUSHER | BAND |  |  |  |  | SMALL | 170MM | 4X1.5MM |  |  |  | ORTHODONTIC, SCALER | [5 empty] | URL NOT FOUND | [7 empty] | QC Completed | ok
ESI | 006 |  | PUS | CAT NO. NOT FOUND |  | OK | PUS | ABC | Data Enrichment | ABC | [11 empty] | NMC | 806867 | 34558 | 2IN0005501 | 34558_2IN0005501 | Med-Surg Consumable | PUSHER BAND DF239014 MERSHON MALLET HANDLED 14CM | - | TSI MED | - | ESQUIRE MEDICAL EQUIPMENT TRADING LLC | - | - | EA | - | 108 | INSTRUMENT | - | - | - | - | - | - | - | - | - | - | - | - | - | - | - | - | - | - | - | - | - | - | - | - | - | - | - | - | - | - | - | - | - | - | - | - | - | - | - | - | - | - | - | ESQUIRE MEDICAL EQUIPMENT TRADING LLC | ESQUIRE MEDICAL EQUIPMENT TRADING LLC |  | TSI MED | TSI MED | [18 empty] | 42152722 Orthodontic band drivers or pushers or setters |  |  |  |  | PUSHER | BAND | [5 empty] | 14CM |  |  |  |  | MERSHON, MALLET HANDLED | [5 empty] | X | [7 empty] | QC Completed | ok
ESI | 006 |  | PUS | UNSOURCED |  | PKG FRM INPUT | PUS | ABC | Data Enrichment | ABC | [11 empty] | NMC | 806871 | 34562 | 2IN0005600 | 34562_2IN0005600 | Med-Surg Consumable | SEEKER MAXILIARY J-32-1227 SINUS OSTIUM DOUBLE ENDED EACH | - | TSI MED | J-32-1227 | ESQUIRE MEDICAL EQUIPMENT TRADING LLC | - | - | EA | - | 125.1 | INSTRUMENT | - | - | - | - | - | - | - | - | - | - | - | - | - | - | - | - | - | - | - | - | - | - | - | - | - | - | - | - | - | - | - | - | - | - | - | - | - | - | - | - | - | - | - | ESQUIRE MEDICAL EQUIPMENT TRADING LLC | ESQUIRE MEDICAL EQUIPMENT TRADING LLC |  | TSI MED | TSI MED | J-32-1227 |  |  |  | EA | 1 | [12 empty] | 42292603 Surgical probes or directors |  |  |  |  | SEEKER | SINUS | [9 empty] | MAXILIARY OSTIUM | DOUBLE ENDED | [5 empty] | URL NOT FOUND | [7 empty] | QC Completed | ok
ESI | 006 |  | PUS | UNSOURCED |  | OK | PUS | ABC | Data Enrichment | ABC | [11 empty] | NMC | 806929 | 34621 | 2IN0005399 | 34621_2IN0005399 | Med-Surg Consumable | EXCAVATIONS DC056377 FIG 177/ 178 CONSERVATIES DENTISTRY | - | TSI MED | DC056377 | ESQUIRE MEDICAL EQUIPMENT TRADING LLC | - | - | EA | - | 58.96 | INSTRUMENT | - | - | - | - | - | - | - | - | - | - | - | - | - | - | - | - | - | - | - | - | - | - | - | - | - | - | - | - | - | - | - | - | - | - | - | - | - | - | - | - | - | - | - | ESQUIRE MEDICAL EQUIPMENT TRADING LLC | ESQUIRE MEDICAL EQUIPMENT TRADING LLC |  | TSI MED | TSI MED | DC056377 | [17 empty] | 42151619 Dental excavators |  |  |  |  | EXCAVATOR | DENTAL | [10 empty] | FIG 177/ 178, CONSERVATIES DENTISTRY | [5 empty] | URL NOT FOUND | [7 empty] | QC Completed | ok
ESI | 006 |  | PUS | UNSOURCED |  | OK | PUS | ABC | Data Enrichment | ABC | [11 empty] | NMC | 806930 | 34622 | 2IN0005397 | 34622_2IN0005397 | Med-Surg Consumable | FILLING INSTRUMENT DD037106 PLASTIC FIG 6 BURNISHER OCTA HANDLE | - | TSI MED | DD037106 | ESQUIRE MEDICAL EQUIPMENT TRADING LLC | - | - | EA | - | 58.96 | INSTRUMENT | - | - | - | - | - | - | - | - | - | - | - | - | - | - | - | - | - | - | - | - | - | - | - | - | - | - | - | - | - | - | - | - | - | - | - | - | - | - | - | - | - | - | - | ESQUIRE MEDICAL EQUIPMENT TRADING LLC | ESQUIRE MEDICAL EQUIPMENT TRADING LLC |  | TSI MED | TSI MED | DD037106 | [17 empty] | 42151621 Dental filler contouring instruments |  |  |  |  | INSTRUMENT | FILLER |  | PLASTIC | [8 empty] | FIG 6, BURNISHER, OCTA HANDLE | [5 empty] | URL NOT FOUND | [7 empty] | QC Completed | ok
ESI | 006 |  | PUS | UNSOURCED |  | OK | PUS | ABC | Data Enrichment | ABC | [11 empty] | NMC | 806932 | 34624 | 2IN0005398 | 34624_2IN0005398 | Med-Surg Consumable | FILLING INSTRUMENT DD211000 TANNER FIG OT CONSERVATIES DENTISTRY | - | TSI MED | DD211000 | ESQUIRE MEDICAL EQUIPMENT TRADING LLC | - | - | EA | - | 50.26 | INSTRUMENT | - | - | - | - | - | - | - | - | - | - | - | - | - | - | - | - | - | - | - | - | - | - | - | - | - | - | - | - | - | - | - | - | - | - | - | - | - | - | - | - | - | - | - | ESQUIRE MEDICAL EQUIPMENT TRADING LLC | ESQUIRE MEDICAL EQUIPMENT TRADING LLC |  | TSI MED | TSI MED | DD211000 | [17 empty] | 42151621 Dental filler contouring instruments |  |  |  |  | INSTRUMENT | FILLER | [10 empty] | TANNER, FIG OT, CONSERVATIES DENTISTRY | [5 empty] | URL NOT FOUND | [7 empty] | QC Completed | ok
ESI | 006 |  | PUS | UNSOURCED |  | PKG FRM INPUT | PUS | ABC | Data Enrichment | ABC | [11 empty] | NMC | 806948 | 34651 | 2IN0005643 | 34651_2IN0005643 | Med-Surg Consumable | PROBE SET J-23-0390 ANAL SIZE 0.5, 0.7, 1.0 MM EACH | - | TSI MED | J-23-0390 | ESQUIRE MEDICAL EQUIPMENT TRADING LLC | - | - | EA | - | 192.6 | INSTRUMENT | - | - | - | - | - | - | - | - | - | - | - | - | - | - | - | - | - | - | - | - | - | - | - | - | - | - | - | - | - | - | - | - | - | - | - | - | - | - | - | - | - | - | - | ESQUIRE MEDICAL EQUIPMENT TRADING LLC | ESQUIRE MEDICAL EQUIPMENT TRADING LLC |  | TSI MED | TSI MED | J-23-0390 |  |  |  | EA | 1 | [12 empty] | 42292603 Surgical probes or directors |  |  |  |  | SET | PROBE |  |  |  |  | 0.5, 0.7 | 1MM |  |  |  | ANAL | [6 empty] | URL NOT FOUND | [7 empty] | QC Completed | ok
ESI | 006 |  | PUS | THIRD PARTY |  | OK | PUS | ABC | Data Enrichment | ABC | [11 empty] | NMC | 806952 | 34655 | 2512440423 | 34655_2512440423 | Med-Surg Consumable | TSK STERIGLIDE CANNULA 25G*1-1/2 #25038ISG | - | TSK | TSK | MEDWAY L.L.C | - | - | BOX | - | 750 | CONSUMABLES | - | - | - | - | - | - | - | - | - | - | - | - | - | - | - | - | - | - | - | - | - | - | - | - | - | - | - | - | - | - | - | - | - | - | - | - | - | - | - | - | - | - | - | MEDWAY L.L.C | MEDWAY L.L.C |  | TSK LABORATORY | TSK LABORATORY | 25038ISG | [17 empty] | 42295302 Surgical perfusion cannulas or catheters |  |  |  |  | CANNULA | SURGICAL | STERIGLIDE |  |  |  |  | 25GAX1.5IN | [10 empty] | https://www.medicalsearch.com.au/tsk-premium-aesthetic-dermal-filling-cannulas-steriglide-box-of-20/p/181468 | [7 empty] | QC Completed | ok
ESI | 006 |  | PUS | THIRD PARTY |  | OK | PUS | ABC | Data Enrichment | ABC | [11 empty] | NMC | 806953 | 34656 | 2512440424 | 34656_2512440424 | Med-Surg Consumable | TSK STERIGLIDE CANNULA 25G*2 #25050ISG | - | TSK | TSK | MEDWAY L.L.C | - | - | Each | - | 37.5 | CONSUMABLES | - | - | - | - | - | - | - | - | - | - | - | - | - | - | - | - | - | - | - | - | - | - | - | - | - | - | - | - | - | - | - | - | - | - | - | - | - | - | - | - | - | - | - | MEDWAY L.L.C | MEDWAY L.L.C |  | TSK LABORATORY | TSK LABORATORY | 25050ISG | [17 empty] | 42295302 Surgical perfusion cannulas or catheters |  |  |  |  | CANNULA | SURGICAL | STERIGLIDE |  |  |  |  | 25GAX2IN | [10 empty] | https://www.medicalsearch.com.au/tsk-premium-aesthetic-dermal-filling-cannulas-steriglide-box-of-20/p/181468 | [7 empty] | QC Completed | ok
ESI | 006 |  | PUS | CAT NO. NOT FOUND |  | PKG FRM INPUT | PUS | ABC | Data Enrichment | ABC | [11 empty] | NMC | 806956 | 34660 | 2422922633 | 34660_2422922633 | Med-Surg Consumable | TSK INVISIBLE NEEDLES 0.2GX 9MM (BOX OF 100) | - | TSK LABORATORY | TSK LABORATORY | MEDWAY L.L.C | - | - | BOX | - | 708 | CONSUMABLES | - | - | - | - | - | - | - | - | - | - | - | - | - | - | - | - | - | - | - | - | - | - | - | - | - | - | - | - | - | - | - | - | - | - | - | - | - | - | - | - | - | - | - | MEDWAY L.L.C | MEDWAY L.L.C |  | TSK LABORATORY | TSK LABORATORY |  |  |  |  | EA | 1 | BX | 100 | [10 empty] | 42142502 Anesthesia needles |  |  |  |  | NEEDLE | ANESTHESIA | [5 empty] | 0.2GAX9MM |  |  |  |  | INVISIBLE | [5 empty] | URL NOT FOUND | [7 empty] | QC Completed | ok
ESI | 006 |  | PUS | THIRD PARTY |  | PKG FRM INPUT | PUS | ABC | Data Enrichment | ABC | [11 empty] | NMC | 806958 | 34662 | 2421401607 | 34662_2421401607 | Med-Surg Consumable | DEVICE BIOPSY HTX14/10 HUNTER AUTOMATIC OD14 GA X L10 CM WITH COAXIAL NEEDLE AND INTRODUCER 10's | - | TSUNAMI MEDICAL | HTX14/10 | MULTICARE MEDICAL EQUIPMENT TRDG. LLC | - | - | BOX | - | 1950 | CONSUMABLES | - | - | - | - | - | - | - | - | - | - | - | - | - | - | - | - | - | - | - | - | - | - | - | - | - | - | - | - | - | - | - | - | - | - | - | - | - | - | - | - | - | - | - | MULTICARE MEDICAL EQUIPMENT TRDG. LLC | MULTICARE MEDICAL EQUIPMENT TRDG. LLC |  | TSUNAMI MEDICAL | TSUNAMI MEDICAL | HTX14/10 |  |  |  | EA | 1 | BX | 10 | [10 empty] | 42142518 Biopsy aspirator products |  |  |  |  | DEVICE | BIOPSY | HUNTER, HTX |  |  |  |  | 18GAX10CM |  |  |  |  | AUTOMATIC, WITH COAXIAL NEEDLE AND INTRODUCER | [5 empty] | https://heartmedical.nl/public/products/hunter-with-coaxial-needle-htx-brochure.pdf | [7 empty] | QC Completed | ok
ESI | 006 |  | PUS | THIRD PARTY |  | PKG FRM INPUT | PUS | ABC | Data Enrichment | ABC | [11 empty] | NMC | 806959 | 34663 | 2421401359 | 34663_2421401359 | Med-Surg Consumable | DEVICE BIOPSY HTX18/15 HUNTER AUTOMATIC OD18 GA X L15 CM WITH COAXIAL NEEDLE AND INTRODUCER 10's | - | TSUNAMI MEDICAL | HTX18/15 | MULTICARE MEDICAL EQUIPMENT TRDG. LLC | - | - | BOX | - | 1950 | CONSUMABLES | - | - | - | - | - | - | - | - | - | - | - | - | - | - | - | - | - | - | - | - | - | - | - | - | - | - | - | - | - | - | - | - | - | - | - | - | - | - | - | - | - | - | - | MULTICARE MEDICAL EQUIPMENT TRDG. LLC | MULTICARE MEDICAL EQUIPMENT TRDG. LLC |  | TSUNAMI MEDICAL | TSUNAMI MEDICAL | HTX18/15 |  |  |  | EA | 1 | BX | 10 | [10 empty] | 42142518 Biopsy aspirator products |  |  |  |  | DEVICE | BIOPSY | HUNTER, HTX |  |  |  |  | 18GAX15CM |  |  |  |  | AUTOMATIC, WITH COAXIAL NEEDLE AND INTRODUCER | [5 empty] | https://heartmedical.nl/public/products/hunter-with-coaxial-needle-htx-brochure.pdf | [7 empty] | QC Completed | ok
ESI | 006 |  | PUS | UNSOURCED |  | OK | PUS | ABC | Data Enrichment | ABC | [11 empty] | NMC | 806962 | 34707 | 2422910254 | 34707_2422910254 | Med-Surg Consumable | CARTILAGE COSTAL 1216-25 SEPTUM SEGMENT LENGTH GREATER THAN 5CM - 8CM | - | TUTOGEN | 1216-25 | Tariaq Medical Supplies Trading LLC | - | - | Each | - | 5500 | CONSUMABLES | - | - | - | - | - | - | - | - | - | - | - | - | - | - | - | - | - | - | - | - | - | - | - | - | - | - | - | - | - | - | - | - | - | - | - | - | - | - | - | - | - | - | - | TARIAQ MEDICAL SUPPLIES TRADING LLC | TARIAQ MEDICAL SUPPLIES TRADING LLC |  | TUTOGEN | TUTOGEN | 1216-25 | [17 empty] | 42295545 Bone graft extender or void fillers or substitutes |  |  |  |  | GRAFT | BONE |  | COSTAL CARTILAGE, SEPTUM SEGMENT |  |  |  | 5-8CM | [9 empty] | LENGTH GREATER THAN | URL NOT FOUND | [7 empty] | QC Completed | ok
ESI | 006 |  | PUS | UNSOURCED |  | OK | PUS | ABC | Data Enrichment | ABC | [11 empty] | NMC | 806963 | 34709 | 2422909967 | 34709_2422909967 | Med-Surg Consumable | CARTILAGE COSTAL 201685-018 SEPTUM SEGMENT.. | - | TUTOGEN | TUTOGEN | A to Z Medical S.A.L | - | - | Each | - | 4550 | CONSUMABLES | - | - | - | - | - | - | - | - | - | - | - | - | - | - | - | - | - | - | - | - | - | - | - | - | - | - | - | - | - | - | - | - | - | - | - | - | - | - | - | - | - | - | - | A TO Z MEDICAL S.A.L | A TO Z MEDICAL S.A.L |  | TUTOGEN | TUTOGEN | 201685-018 | [17 empty] | 42295545 Bone graft extender or void fillers or substitutes |  |  |  |  | GRAFT | BONE |  | COSTAL CARTILAGE, SEPTUM SEGMENT | [14 empty] | URL NOT FOUND | [7 empty] | QC Completed | ok
ESI | 006 |  | PUS | UNSOURCED |  | OK | PUS | ABC | Data Enrichment | ABC | [11 empty] | NMC | 806964 | 34710 | 2422910084 | 34710_2422910084 | Med-Surg Consumable | CARTILAGE COSTAL 68177 TUTOGEN. | - | TUTOGEN | TUTOGEN | Tariaq Medical Supplies Trading LLC | - | - | Each | - | 4500 | CONSUMABLES | - | - | - | - | - | - | - | - | - | - | - | - | - | - | - | - | - | - | - | - | - | - | - | - | - | - | - | - | - | - | - | - | - | - | - | - | - | - | - | - | - | - | - | TARIAQ MEDICAL SUPPLIES TRADING LLC | TARIAQ MEDICAL SUPPLIES TRADING LLC |  | TUTOGEN | TUTOGEN | 68177 | [17 empty] | 42295545 Bone graft extender or void fillers or substitutes |  |  |  |  | GRAFT | BONE |  | COSTAL CARTILAGE | [14 empty] | URL NOT FOUND | [7 empty] | QC Completed | ok
ESI | 006 |  | PUS | THIRD PARTY |  | OK | PUS | ABC | Data Enrichment | ABC | [11 empty] | NMC | 806966 | 34715 | 2423100902 | 34715_2423100902 | Med-Surg Consumable | LOOP EL-21-L SURGITE LIGATING LOOP WITH POLYSORB B. ABSORBABLES 0.53CM | - | TYCO HEALTHCARE | EL-21-L | AL ZAHRAWI MEDICAL SERVICES CO. W.L.L. | - | - | Each | - | 148 | CONSUMABLES | - | - | - | - | - | - | - | - | - | - | - | - | - | - | - | - | - | - | - | - | - | - | - | - | - | - | - | - | - | - | - | - | - | - | - | - | - | - | - | - | - | - | - | AL ZAHRAWI MEDICAL SERVICES CO. W.L.L. | AL ZAHRAWI MEDICAL SERVICES CO. W.L.L. |  | TYCO INTERNATIONAL LTD | COVIDIEN KENDALL | EL-21-L | [17 empty] | 42295306 Surgical vessel loops or retraction tapes |  |  |  |  | LOOP | SURGICAL | SURGITE | POLYSORB |  |  | 0 | 0.53CM |  |  |  |  | LIGATING, BRAIDED, ABSORBABLE | [5 empty] | https://mms.mckesson.com/product/219653/Covidien-EL-21-L | [7 empty] | QC Completed | ok
ESI | 006 |  | PUS | THIRD PARTY |  | OK | PUS | ABC | Data Enrichment | ABC | [11 empty] | NMC | 806970 | 34746 | 2422400291 | 34746_2422400291 | Med-Surg Consumable | KIT SKIN TRACTION G-01 HYPOALLERGENIC ADULT | - | TYNOR | G-01 | SALTOM MEDICAL EQUIP. TRADING | - | - | KIT | - | 18 | CONSUMABLES | - | - | - | - | - | - | - | - | - | - | - | - | - | - | - | - | - | - | - | - | - | - | - | - | - | - | - | - | - | - | - | - | - | - | - | - | - | - | - | - | - | - | - | SALTOM MEDICAL EQUIP. TRADING | SALTOM MEDICAL EQUIP. TRADING |  | TYNOR | TYNOR | G-01 | [17 empty] | 42242100 Orthopedic traction supplies and accessories |  |  |  |  | KIT | TRACTION |  |  | ADULT | [7 empty] | SKIN, HYPOALLERGENIC | [5 empty] | https://www.1mg.com/otc/tynor-g01-skin-traction-set-puf-liner-adult-otc345721?wpsrc=Google+Organic+Search | [7 empty] | QC Completed | ok
ESI | 006 |  | PUS | SOURCED |  | OK | PUS | ABC | Data Enrichment | ABC | [11 empty] | NMC | 806978 | 34791 | 2422906193 | 34791_2422906193 | Med-Surg Consumable | PROBE IRRIGATION 207 ENDO-EZE IRRIGATOR TIPS 20's | - | ULTRADENT | 207 | ELWAN TECHNICAL SUPPLIES | - | - | BOX | - | 65 | CONSUMABLES | - | - | - | - | - | - | - | - | - | - | - | - | - | - | - | - | - | - | - | - | - | - | - | - | - | - | - | - | - | - | - | - | - | - | - | - | - | - | - | - | - | - | - | ELWAN TECHNICAL SUPPLIES | ELWAN TECHNICAL SUPPLIES |  | ULTRADENT | ULTRADENT | 207 |  |  |  | EA | 1 | PK | 20 | [10 empty] | 42293501 Irrigation or suction handpieces or cannulas or tips or catheters |  |  |  |  | TIP | IRRIGATION | ENDO-EZE |  |  |  |  | 27GA |  |  |  |  | PROBE | NON STERILE |  | DISPOSABLE |  |  | https://www.ultradent.com/products/categories/tips-syringes/tips/endodontic-tips/endo-eze-irrigator-tip?sku=207- | [7 empty] | QC Completed | ok
ESI | 006 |  | PUS | SOURCED |  | OK | PUS | ABC | Data Enrichment | ABC | [11 empty] | NMC | 806979 | 34792 | 2421502578 | 34792_2421502578 | Med-Surg Consumable | AGENT ETCHING 406 HYDROFLUORIC ACID 9% PORCELAIN 1.2ML 2's | - | ULTRADENT | 406 | SCORPIOS INTERNATIONAL LLC | - | - | PKT | - | 120 | CONSUMABLES | - | - | - | - | - | - | - | - | - | - | - | - | - | - | - | - | - | - | - | - | - | - | - | - | - | - | - | - | - | - | - | - | - | - | - | - | - | - | - | - | - | - | - | SCORPIOS INTERNATIONAL LLC | SCORPIOS INTERNATIONAL LLC |  | ULTRADENT | ULTRADENT | 406 |  |  |  | EA | 1 | PK | 2 | [10 empty] | 42152474 Dental porcelain bonding luting materials |  |  |  |  | AGENT | ETCHING |  | HYDROFLUORIC ACID 9%, PORCELAIN | [5 empty] | 1.2ML | [8 empty] | https://www.ultradent.com/products/categories/orthodontics/adhesives/etchants/porcelain-etch-silane?sku=406- | [7 empty] | QC Completed | ok
ESI | 006 |  | PUS | UNSOURCED |  | OK | PUS | ABC | Data Enrichment | ABC | [11 empty] | NMC | 806981 | 34794 | 2422923834 | 34794_2422923834 | Med-Surg Consumable | OPALESCENCE ENDO REF# 1270 (2 SYRINGES/PACK) MFG: ULTRADENT -USA | - | ULTRADENT | 1270 | ELWAN TECHNICAL SUPPLIES | - | - | Each | - | 225 | CONSUMABLES | - | - | - | - | - | - | - | - | - | - | - | - | - | - | - | - | - | - | - | - | - | - | - | - | - | - | - | - | - | - | - | - | - | - | - | - | - | - | - | - | - | - | - | ELWAN TECHNICAL SUPPLIES | ELWAN TECHNICAL SUPPLIES |  | ULTRADENT | ULTRADENT | 1270 |  |  |  | EA | 1 | PK | 2 | [10 empty] | 42151506 Tooth whitening or bleaching supplies |  |  |  |  | KIT | WHITENING | OPALESCENCE ENDO | [15 empty] | URL NOT FOUND | [7 empty] | QC Completed | ok
ESI | 006 |  | PUS | SOURCED |  | OK | PUS | ABC | Data Enrichment | ABC | [11 empty] | NMC | 806983 | 34796 | 2421506651 | 34796_2421506651 | Med-Surg Consumable | KIT WHITENING OPALESCENCE 4750 BOOST PF MINI INTRO KIT 40% HYDROGEN PEROXIDE | - | ULTRADENT | 4750 | AL ARABIA MEDICAL SURGICAL EQUIPMENT TRADING LLC. | - | - | BOX | - | 600 | CONSUMABLES | - | - | - | - | - | - | - | - | - | - | - | - | - | - | - | - | - | - | - | - | - | - | - | - | - | - | - | - | - | - | - | - | - | - | - | - | - | - | - | - | - | - | - | AL ARABIA MEDICAL SURGICAL EQUIPMENT TRADING LLC. | AL ARABIA MEDICAL SURGICAL EQUIPMENT TRADING LLC. |  | ULTRADENT | ULTRADENT | 4750 | [17 empty] | 42151506 Tooth whitening or bleaching supplies |  |  |  |  | KIT | WHITENING | OPALESCENCE BOOST | HYDROGEN PEROXIDE 40% |  |  | MINI | [5 empty] | PF INTRO | [5 empty] | https://www.ultradent.com/products/categories/whitening/in-office/opalescence-boost?sku=4750-US | [7 empty] | QC Completed | ok
ESI | 006 |  | PUS | SOURCED |  | OK | PUS | ABC | Data Enrichment | ABC | [11 empty] | NMC | 806985 | 34798 | 2421506652 | 34798_2421506652 | Med-Surg Consumable | KIT WHITENING OPALESCENCE 5365 PATIENT HOME BLEACHING GEL PF 10% MELON | - | ULTRADENT | 5365 | ELWAN TECHNICAL SUPPLIES | - | - | BOX | - | 250 | CONSUMABLES | - | - | - | - | - | - | - | - | - | - | - | - | - | - | - | - | - | - | - | - | - | - | - | - | - | - | - | - | - | - | - | - | - | - | - | - | - | - | - | - | - | - | - | ELWAN TECHNICAL SUPPLIES | ELWAN TECHNICAL SUPPLIES |  | ULTRADENT | ULTRADENT | 5365 | [17 empty] | 42151506 Tooth whitening or bleaching supplies |  |  |  |  | KIT | WHITENING | OPALESCENCE | [9 empty] | PATIENT HOME BLEACHING GEL, PF 10% MELON | [5 empty] | https://www.ultradent.com/products/categories/whitening/2019-Opalescence-PF2 | [7 empty] | QC Completed | ok
ESI | 006 |  | PUS | SOURCED |  | OK | PUS | ABC | Data Enrichment | ABC | [11 empty] | NMC | 806986 | 34799 | 2421503979 | 34799_2421503979 | Med-Surg Consumable | KIT WHITENING OPALESCENCE 5368 PATIENT HOME BLEACHING GEL PF 15% ULTRADENT 8 X 1.2 ML | - | ULTRADENT | 5368 | ELWAN TECHNICAL SUPPLIES | - | - | BOX | - | 275 | CONSUMABLES | - | - | - | - | - | - | - | - | - | - | - | - | - | - | - | - | - | - | - | - | - | - | - | - | - | - | - | - | - | - | - | - | - | - | - | - | - | - | - | - | - | - | - | ELWAN TECHNICAL SUPPLIES | ELWAN TECHNICAL SUPPLIES |  | ULTRADENT | ULTRADENT | 5368 |  |  |  | EA | 1 | BX | 8 | [10 empty] | 42151506 Tooth whitening or bleaching supplies |  |  |  |  | KIT | WHITENING | OPALESCENCE | [6 empty] | 1.2ML |  |  | PATIENT HOME BLEACHING GEL, PF 15% | [5 empty] | https://www.ultradent.com/products/categories/whitening/2019-Opalescence-PF2 | [7 empty] | QC Completed | ok
ESI | 006 |  | PUS | SOURCED |  | OK | PUS | ABC | Data Enrichment | ABC | [11 empty] | NMC | 806987 | 34800 | 2421509707 | 34800_2421509707 | Med-Surg Consumable | KIT WHITENING OPALESCENCE 5398 PATIENT PF 15% MELON REFILL | - | ULTRADENT | 5398 | ELWAN TECHNICAL SUPPLIES | - | - | KIT | - | 700 | CONSUMABLES | - | - | - | - | - | - | - | - | - | - | - | - | - | - | - | - | - | - | - | - | - | - | - | - | - | - | - | - | - | - | - | - | - | - | - | - | - | - | - | - | - | - | - | ELWAN TECHNICAL SUPPLIES | ELWAN TECHNICAL SUPPLIES |  | ULTRADENT | ULTRADENT | 5398 | [17 empty] | 42151506 Tooth whitening or bleaching supplies |  |  |  |  | KIT | WHITENING | OPALESCENCE | [9 empty] | REFILL, PATIENT PF 15% MELON | [5 empty] | https://www.ultradent.com/products/categories/whitening/opalescence-birthday-deals | [7 empty] | QC Completed | ok
ESI | 006 |  | PUS | CAT NO. NOT FOUND |  | OK | PUS | ABC | Data Enrichment | ABC | [11 empty] | NMC | 806990 | 34806 | 2421540210 | 34806_2421540210 | Med-Surg Consumable | OPALESCENCE 35% PF MINT REFILL KIT | - | ULTRADENT | ULTRADENT | ELWAN TECHNICAL SUPPLIES | - | - | Each | - | 650 | CONSUMABLES | - | - | - | - | - | - | - | - | - | - | - | - | - | - | - | - | - | - | - | - | - | - | - | - | - | - | - | - | - | - | - | - | - | - | - | - | - | - | - | - | - | - | - | ELWAN TECHNICAL SUPPLIES | ELWAN TECHNICAL SUPPLIES |  | ULTRADENT | ULTRADENT | [18 empty] | 42151506 Tooth whitening or bleaching supplies |  |  |  |  | KIT | WHITENING | OPALESCENCE | [9 empty] | MINT REFILL, 35% PF | [5 empty] | X | [7 empty] | QC Completed | ok
ESI | 006 |  | PUS | CAT NO. NOT FOUND |  | OK | PUS | ABC | Data Enrichment | ABC | [11 empty] | NMC | 806991 | 34807 | 2421540211 | 34807_2421540211 | Med-Surg Consumable | OPALESCENCE 35% PF PATIENT KIT | - | ULTRADENT | ULTRADENT | ELWAN TECHNICAL SUPPLIES | - | - | Each | - | 200 | CONSUMABLES | - | - | - | - | - | - | - | - | - | - | - | - | - | - | - | - | - | - | - | - | - | - | - | - | - | - | - | - | - | - | - | - | - | - | - | - | - | - | - | - | - | - | - | ELWAN TECHNICAL SUPPLIES | ELWAN TECHNICAL SUPPLIES |  | ULTRADENT | ULTRADENT | [18 empty] | 42151506 Tooth whitening or bleaching supplies |  |  |  |  | KIT | WHITENING | OPALESCENCE | [9 empty] | 35% PF PATIENT | [5 empty] | X | [7 empty] | QC Completed | ok
ESI | 006 |  | PUS | SOURCED |  | OK | PUS | ABC | Data Enrichment | ABC | [11 empty] | NMC | 806992 | 34808 | 2422923850 | 34808_2422923850 | Med-Surg Consumable | ULTRA SEAL XT PLUS OPAQUE WHITE REFILL REF UP#726 | - | ULTRADENT | ULTRADENT | ELWAN TECHNICAL SUPPLIES | - | - | Each | - | 250 | CONSUMABLES | - | - | - | - | - | - | - | - | - | - | - | - | - | - | - | - | - | - | - | - | - | - | - | - | - | - | - | - | - | - | - | - | - | - | - | - | - | - | - | - | - | - | - | ELWAN TECHNICAL SUPPLIES | ELWAN TECHNICAL SUPPLIES |  | ULTRADENT | ULTRADENT | 726 |  |  |  | EA | 1 | PK | 4 | [10 empty] | 42152423 Dental pit or fissure sealants |  |  |  |  | SEALANT | DENTAL | ULTRASEAL XT PLUS | [9 empty] | REFILL, OPAQUE |  |  |  | WHITE |  | https://www.ultradent.com/products/categories/composites/sealants/ultraseal-xt-plus?sku=726- | [7 empty] | QC Completed | ok
ESI | 006 |  | PUS | SOURCED |  | OK | PUS | ABC | Data Enrichment | ABC | [11 empty] | NMC | 806993 | 34809 | 2422923853 | 34809_2422923853 | Med-Surg Consumable | BLACK MICRO TIPS - 22G (100/PACK) # 1085 ULTRDENT- USA | - | ULTRADENT | ULTRADENT | ELWAN TECHNICAL SUPPLIES | - | - | Each | - | 1.5 | CONSUMABLES | - | - | - | - | - | - | - | - | - | - | - | - | - | - | - | - | - | - | - | - | - | - | - | - | - | - | - | - | - | - | - | - | - | - | - | - | - | - | - | - | - | - | - | ELWAN TECHNICAL SUPPLIES | ELWAN TECHNICAL SUPPLIES |  | ULTRADENT | ULTRADENT | 1085 |  |  |  | EA | 1 | PK | 100 | [10 empty] | 42152519 Dental syringe accessory kits |  |  |  |  | TIP | SYRINGE |  |  |  |  | MICRO | 22GA | [7 empty] | DISPOSABLE | BLACK |  | https://www.ultradent.com/products/categories/tips-syringes/tips/metal-cannula-delivery-tips/black-micro-tip?sku=1085- | [7 empty] | QC Completed | ok
ESI | 006 |  | PUS | UNSOURCED |  | OK | PUS | ABC | Data Enrichment | ABC | [11 empty] | NMC | 806994 | 34810 | 2422923856 | 34810_2422923856 | Med-Surg Consumable | PORCELAIN ETCH REFILL ,ULTRADENT - USA # UP - 0269 | - | ULTRADENT | ULTRADENT | ELWAN TECHNICAL SUPPLIES | - | - | Each | - | 120 | CONSUMABLES | - | - | - | - | - | - | - | - | - | - | - | - | - | - | - | - | - | - | - | - | - | - | - | - | - | - | - | - | - | - | - | - | - | - | - | - | - | - | - | - | - | - | - | ELWAN TECHNICAL SUPPLIES | ELWAN TECHNICAL SUPPLIES |  | ULTRADENT | ULTRADENT | 0269 | [17 empty] | 42152474 Dental porcelain bonding luting materials |  |  |  |  | AGENT | ETCHING |  | PORCELAIN | [8 empty] | REFILL | [5 empty] | URL NOT FOUND | [7 empty] | QC Completed | ok
ESI | 006 |  | PUS | SOURCED |  | OK | PUS | ABC | Data Enrichment | ABC | [11 empty] | NMC | 806995 | 34811 | 2422923795 | 34811_2422923795 | Med-Surg Consumable | RETRACTION CORD SD459 ULTRAPACK CORD # 000 MFR:ULTRADENT | - | ULTRADENT | ULTRADENT | MEDLINE BIOMEDICAL SYSTEMS LLC | - | - | Each | - | 65 | CONSUMABLES | - | - | - | - | - | - | - | - | - | - | - | - | - | - | - | - | - | - | - | - | - | - | - | - | - | - | - | - | - | - | - | - | - | - | - | - | - | - | - | - | - | - | - | MEDLINE BIOMEDICAL SYSTEMS LLC | MEDLINE BIOMEDICAL SYSTEMS LLC |  | ULTRADENT | ULTRADENT | 000 | [17 empty] | 42152604 Dental operatory retraction cords |  |  |  |  | RETRACTION CORD | DENTAL | ULTRAPACK | [8 empty] | ANTERIOR TEETH | DOUBLE PACKING | [5 empty] | https://www.ultradent.com/products/categories/retraction/retraction-cord/ultrapak | [7 empty] | QC Completed | ok
ESI | 006 |  | PUS | SOURCED |  | OK | PUS | ABC | Data Enrichment | ABC | [11 empty] | NMC | 806996 | 34812 | 2422923820 | 34812_2422923820 | Med-Surg Consumable | TRAY POCKET OPALESCENCE 707 TRAY CASE VARIETY PACK 20/PKT (INCLUDES : 6PCS. BLUE , 7PCS. OF EACH GREEN & RED) SIZE: 7.5X7X1.5CM MFR: ULTRADENT -USA | - | ULTRADENT | ULTRADENT | ELWAN TECHNICAL SUPPLIES | - | - | PKT | - | 150 | CONSUMABLES | - | - | - | - | - | - | - | - | - | - | - | - | - | - | - | - | - | - | - | - | - | - | - | - | - | - | - | - | - | - | - | - | - | - | - | - | - | - | - | - | - | - | - | ELWAN TECHNICAL SUPPLIES | ELWAN TECHNICAL SUPPLIES |  | ULTRADENT | ULTRADENT | 707 |  |  |  | EA | 1 | PK | 20 | [10 empty] | 42152501 Dental preassembled disposable kits or trays |  |  |  |  | TRAY | DENTAL | OPALESCENCE |  |  |  |  | 7.5X7X1.5CM |  |  |  |  | POCKET, CASE VARIETY PACK |  |  |  |  | INCLUDES : 6PCS. BLUE , 7PCS. OF EACH GREEN & RED | https://www.ultradent.com/products/categories/whitening/tray-fabrication/opalescence-pocket-tray-cases?sku=707- | [7 empty] | QC Completed | ok
ESI | 006 |  | PUS | SOURCED |  | PKG FRM INPUT | PUS | ABC | Data Enrichment | ABC | [11 empty] | NMC | 806997 | 34813 | 2422923825 | 34813_2422923825 | Med-Surg Consumable | POLISHER POINTS JIFFY 839 MEDIUM (2'S) MFR: ULTRADENT -USA | - | ULTRADENT | ULTRADENT | ELWAN TECHNICAL SUPPLIES | - | - | PKT | - | 200 | CONSUMABLES | - | - | - | - | - | - | - | - | - | - | - | - | - | - | - | - | - | - | - | - | - | - | - | - | - | - | - | - | - | - | - | - | - | - | - | - | - | - | - | - | - | - | - | ELWAN TECHNICAL SUPPLIES | ELWAN TECHNICAL SUPPLIES |  | ULTRADENT | ULTRADENT | 839 |  |  |  | EA | 1 | PK | 2 | [10 empty] | 42151807 Dental finishing or polishing tips |  |  |  |  | TIP | DENTAL | JIFFY |  |  |  | MEDIUM | [5 empty] | FINISHING REFILL, POLISHER POINT | [5 empty] | https://info.ultradent.com/ultraquick-q1-2022 | [7 empty] | QC Completed | ok
ESI | 006 |  | PUS | SOURCED |  | OK | PUS | ABC | Data Enrichment | ABC | [11 empty] | NMC | 806998 | 34814 | 2422923838 | 34814_2422923838 | Med-Surg Consumable | ULTRA BLENND REFILL REF# 416 ( 4 SYRINGES /PACK) MFG: ULTRADENT - USA | - | ULTRADENT | ULTRADENT | ELWAN TECHNICAL SUPPLIES | - | - | Each | - | 62.5 | CONSUMABLES | - | - | - | - | - | - | - | - | - | - | - | - | - | - | - | - | - | - | - | - | - | - | - | - | - | - | - | - | - | - | - | - | - | - | - | - | - | - | - | - | - | - | - | ELWAN TECHNICAL SUPPLIES | ELWAN TECHNICAL SUPPLIES |  | ULTRADENT | ULTRADENT | 416 |  |  |  | EA | 1 | PK | 4 | [10 empty] | 42152930 Refills or refill kits for dental post systems |  |  |  |  | KIT | REFILL | ULTRA-BLEND PLUS | [9 empty] | DENTIN, REFILL | [5 empty] | https://www.ultradent.com/products/categories/bond-etch/liner-pulp-capping/ultra-blend-plus?sku=416- | [7 empty] | QC Completed | ok
ESI | 006 |  | PUS | SOURCED |  | OK | PUS | ABC | Data Enrichment | ABC | [11 empty] | NMC | 806999 | 34815 | 2422923829 | 34815_2422923829 | Med-Surg Consumable | WHITENING SYSTEM 4638 OPALESCENCE GO 15 % MINT ( GO HOME WHITENING SYSTEM PATEINT KIT) MFR: ULTRADENT -USA | - | ULTRADENT | ULTRADENT | ELWAN TECHNICAL SUPPLIES | - | - | PKT | - | 275 | CONSUMABLES | - | - | - | - | - | - | - | - | - | - | - | - | - | - | - | - | - | - | - | - | - | - | - | - | - | - | - | - | - | - | - | - | - | - | - | - | - | - | - | - | - | - | - | ELWAN TECHNICAL SUPPLIES | ELWAN TECHNICAL SUPPLIES |  | ULTRADENT | ULTRADENT | 4638 |  |  |  | EA | 1 | PK | 6 | [10 empty] | 42151506 Tooth whitening or bleaching supplies |  |  |  |  | KIT | WHITENING | OPALESCENCE GO | 15 % MINT | [8 empty] | GO HOME WHITENING SYSTEM | [5 empty] | https://www.ultradent.com/products/categories/whitening/take-home/opalescence-go?sku=4638-US | [7 empty] | QC Completed | ok
ESI | 006 |  | PUS | THIRD PARTY |  | PKG FRM INPUT | PUS | ABC | Data Enrichment | ABC | [11 empty] | NMC | 807001 | 34817 | 2421509277 | 34817_2421509277 | Med-Surg Consumable | AGENT ETCHING OPAL-407 HYDROFLUORIC ACID 9% PORCELAIN 1.2ML REFILL 4's | - | ULTRADENT | ULTRADENT | SCORPIOS INTERNATIONAL LLC | - | - | PKT | - | 240 | CONSUMABLES | - | - | - | - | - | - | - | - | - | - | - | - | - | - | - | - | - | - | - | - | - | - | - | - | - | - | - | - | - | - | - | - | - | - | - | - | - | - | - | - | - | - | - | SCORPIOS INTERNATIONAL LLC | SCORPIOS INTERNATIONAL LLC |  | ULTRADENT | ULTRADENT | 407 |  |  |  | EA | 1 | PK | 4 | [10 empty] | 42152474 Dental porcelain bonding luting materials |  |  |  |  | AGENT | ETCHING |  | HYDROFLUORIC ACID 9.6%, PORCELAIN | [5 empty] | 1.2ML |  |  | REFILL, OPAL | [5 empty] | https://mvpdentalsupply.com/collections/ultradent/products/ultradent-407-porcelain-etch-eco-nfpa | [7 empty] | QC Completed | ok
ESI | 006 |  | PUS | CAT NO. NOT FOUND |  | DBT | PUS | ABC | Data Enrichment | ABC | [11 empty] | NMC | 807003 | 34820 | 2421200013 | 34820_2421200013 | Med-Surg Consumable | PRP DERMATOLOGY ZOOM ITALY 2 TUBES | - | UNEX MED | UNEX MED | UNI G TRADING FZCO | - | - | BOX | - | 490 | CONSUMABLES | - | - | - | - | - | - | - | - | - | - | - | - | - | - | - | - | - | - | - | - | - | - | - | - | - | - | - | - | - | - | - | - | - | - | - | - | - | - | - | - | - | - | - | UNI G TRADING FZCO | UNI G TRADING FZCO |  | UNEX MED | UNEX MED | [24 empty] | DERMATOLOGY | [10 empty] | 2 TUBES | [5 empty] | X | [7 empty] | QC Completed | ok
ESI | 006 |  | PUS | CAT NO. NOT FOUND |  | OK | PUS | ABC | Data Enrichment | ABC | [11 empty] | NMC | 807007 | 34825 | 2531300516 | 34825_2531300516 | Med-Surg Consumable | PETROLEUM JELLY VASELINE 50ML | - | UNILEVER | UNILEVER | NMC PHARMACY ,DIP | - | - | Each | - | 4.28 | CONSUMABLES | - | - | - | - | - | - | - | - | - | - | - | - | - | - | - | - | - | - | - | - | - | - | - | - | - | - | - | - | - | - | - | - | - | - | - | - | - | - | - | - | - | - | - | NMC PHARMACY ,DIP | NMC PHARMACY ,DIP |  | UNILEVER | UNILEVER | [18 empty] | 53131641 Petroleum jelly |  |  |  |  | JELLY | PETROLEUM | VASELINE | [6 empty] | 50ML | [8 empty] | X | [7 empty] | QC Completed | ok
ESI | 006 |  | PUS | CAT NO. NOT FOUND |  | OK | PUS | ABC | Data Enrichment | ABC | [11 empty] | NMC | 807008 | 34827 | 2531300577 | 34827_2531300577 | Med-Surg Consumable | PETROLEUM JELLY VASELINE ASSORTED 100ML | - | UNILIVER INDIA EXPORTS LTD | UNILIVER INDIA EXPORTS LTD | NMCSPHALN - OP PHARMACY | - | - | Each | - | 6.8 | CONSUMABLES | - | - | - | - | - | - | - | - | - | - | - | - | - | - | - | - | - | - | - | - | - | - | - | - | - | - | - | - | - | - | - | - | - | - | - | - | - | - | - | - | - | - | - | NMCSPHALN - OP PHARMACY | NMCSPHALN - OP PHARMACY |  | UNILIVER INDIA EXPORTS LTD | UNILIVER INDIA EXPORTS LTD | [18 empty] | 53131641 Petroleum jelly |  |  |  |  | JELLY | PETROLEUM | VASELINE | [6 empty] | 100ML |  |  | ASSORTED | [5 empty] | X | [7 empty] | QC Completed | ok
ESI | 006 |  | PUS | UNSOURCED |  | OK | PUS | ABC | Data Enrichment | ABC | [11 empty] | NMC | 807010 | 34831 | 2423102890 | 34831_2423102890 | Med-Surg Consumable | WAX BONE S810 UNISUR HAEMOWAX STERILE 2.5GM | - | UNISUR LIFECARE | S810 | SPINE CARE MEDICAL & SURGICAL TRADING FZE | - | - | EA | - | 35 | CONSUMABLES | - | - | - | - | - | - | - | - | - | - | - | - | - | - | - | - | - | - | - | - | - | - | - | - | - | - | - | - | - | - | - | - | - | - | - | - | - | - | - | - | - | - | - | SPINE CARE MEDICAL & SURGICAL TRADING FZE | SPINE CARE MEDICAL & SURGICAL TRADING FZE |  | UNISUR LIFECARE | UNISUR LIFECARE | S810 | [17 empty] | 42311607 Surgical hemostatic agents |  |  |  |  | WAX | BONE | HAEMOWAX | [7 empty] | 2.5G |  |  | STERILE |  |  |  |  | URL NOT FOUND | [7 empty] | QC Completed | ok
ESI | 006 |  | PUS | SOURCED |  | OK | PUS | ABC | Data Enrichment | ABC | [11 empty] | NMC | 807013 | 34850 | 2421402778 | 34850_2421402778 | Med-Surg Consumable | URETHRAL STRICTURE OPTILUME DCB 30 INCLUDING DCB URO-1110-10030 DRUG COATED BALLOON OD30 FR X L30 MM AND 963-13 ATRION INFLATION DEVICE | - | UROTRONIC | OPTILUME DCB 30 | AL ZAHRAWI MEDICAL SERVICES CO. W.L.L. | - | - | KIT | - | 14500 | CONSUMABLES | - | - | - | - | - | - | - | - | - | - | - | - | - | - | - | - | - | - | - | - | - | - | - | - | - | - | - | - | - | - | - | - | - | - | - | - | - | - | - | - | - | - | - | AL ZAHRAWI MEDICAL SERVICES CO. W.L.L. | AL ZAHRAWI MEDICAL SERVICES CO. W.L.L. |  | UROTRONIC | UROTRONIC | URO-1110-10030 | [17 empty] | 42203402 Diagnostic or interventional vascular catheters for general use |  |  |  |  | CATHETER | BALLOON DILATATION | OPTILUME DCB |  |  |  |  | 30FRX30MM |  |  |  | URETHRAL | STRICTURE, DRUG COATED, 963-13 ATRION INFLATION DEVICE | [5 empty] | https://urotronic.com/wp-content/uploads/2023/04/1111-004-rC-IFU-Urethral-DCB-Dilation-Catheter-AUS.pdf | [7 empty] | QC Completed | ok
ESI | 006 |  | PUS | SOURCED |  | OK | PUS | ABC | Data Enrichment | ABC | [11 empty] | NMC | 807014 | 34851 | 2421402779 | 34851_2421402779 | Med-Surg Consumable | URETHRAL STRICTURE OPTILUME DCB 50 INCLUDING DCB URO-1110-10050 DRUG COATED BALLOON OD30 FR X L50 MM AND 963-13 ATRION INFLATION DEVICE | - | UROTRONIC | OPTILUME DCB 30 | AL ZAHRAWI MEDICAL SERVICES CO. W.L.L. | - | - | KIT | - | 14500 | CONSUMABLES | - | - | - | - | - | - | - | - | - | - | - | - | - | - | - | - | - | - | - | - | - | - | - | - | - | - | - | - | - | - | - | - | - | - | - | - | - | - | - | - | - | - | - | AL ZAHRAWI MEDICAL SERVICES CO. W.L.L. | AL ZAHRAWI MEDICAL SERVICES CO. W.L.L. |  | UROTRONIC | UROTRONIC | URO-1110-10050 | [17 empty] | 42203402 Diagnostic or interventional vascular catheters for general use |  |  |  |  | CATHETER | BALLOON DILATATION | OPTILUME DCB |  |  |  |  | 30FRX50MM |  |  |  | URETHRAL | STRICTURE, DRUG COATED, 963-13 ATRION INFLATION DEVICE | [5 empty] | https://urotronic.com/wp-content/uploads/2023/04/1111-004-rC-IFU-Urethral-DCB-Dilation-Catheter-AUS.pdf | [7 empty] | QC Completed | ok
ESI | 006 |  | PUS | SOURCED |  | OK | PUS | ABC | Data Enrichment | ABC | [11 empty] | NMC | 807015 | 34852 | 2422906041 | 34852_2422906041 | Med-Surg Consumable | SNARE POLYPECTOMY BX00711119 LARIAT OD2.4 MM X L230 CM MULTI-FUNCTIONAL DESIGN 10's | - | US ENDOSCOPY | BX00711119 | ATLAS MEDICAL L.L.C | - | - | BOX | - | 884 | CONSUMABLES | - | - | - | - | - | - | - | - | - | - | - | - | - | - | - | - | - | - | - | - | - | - | - | - | - | - | - | - | - | - | - | - | - | - | - | - | - | - | - | - | - | - | - | ATLAS MEDICAL L.L.C | ATLAS MEDICAL L.L.C |  | US ENDOSCOPY GROUP | STERIS CORP | BX00711119 |  |  |  | EA | 1 | BX | 10 | [10 empty] | 42294930 Endoscopic snares or snare wires |  |  |  |  | SNARE | ENDOSCOPIC | LARIAT |  |  |  |  | 2.4MMX230CM |  |  |  |  | POLYPECTOMY, MULTI-FUNCTIONAL DESIGN | [5 empty] | https://www.steris.com/healthcare/products/endoscopy-devices/polypectomy-and-tissue-acquisition-devices/lariat-snare | [7 empty] | QC Completed | ok
ESI | 006 |  | PUS | SOURCED |  | OK | PUS | ABC | Data Enrichment | ABC | [11 empty] | NMC | 807016 | 34853 | 2422905143 | 34853_2422905143 | Med-Surg Consumable | VALVE BIOPSY BX00711135 BIOSHIELD ENDOSCOPY BLUE DISPOSABLE | - | US ENDOSCOPY | BX00711135 | ATLAS MEDICAL L.L.C | - | - | Each | - | 4.13 | CONSUMABLES | - | - | - | - | - | - | - | - | - | - | - | - | - | - | - | - | - | - | - | - | - | - | - | - | - | - | - | - | - | - | - | - | - | - | - | - | - | - | - | - | - | - | - | ATLAS MEDICAL L.L.C | ATLAS MEDICAL L.L.C |  | US ENDOSCOPY GROUP | STERIS CORP | BX00711135 |  |  |  | EA | 1 | BX | 100 | [10 empty] | 42142518 Biopsy aspirator products |  |  |  |  | VALVE | BIOPSY | BIOSHIELD | [9 empty] | ENDOSCOPY, FOR OLYMPUS/FUJIFILM |  |  | DISPOSABLE | BLUE |  | https://www.steris.com/healthcare/products/endoscopy-devices/gi-procedure-products/biopsy-valves-and-irrigation-accessories/bioshield-biopsy-valve | [7 empty] | QC Completed | ok
ESI | 006 |  | PUS | SOURCED |  | OK | PUS | ABC | Data Enrichment | ABC | [11 empty] | NMC | 807017 | 34854 | 2422905144 | 34854_2422905144 | Med-Surg Consumable | BRUSH ENDOSCOPY BX00711607 GEMINI OD2-7 MM X L230 CM DOUBLE ENDED NYLON BRISTLE | - | US ENDOSCOPY | BX00711607 | ATLAS MEDICAL L.L.C | - | - | Each | - | 7.74 | CONSUMABLES | - | - | - | - | - | - | - | - | - | - | - | - | - | - | - | - | - | - | - | - | - | - | - | - | - | - | - | - | - | - | - | - | - | - | - | - | - | - | - | - | - | - | - | ATLAS MEDICAL L.L.C | ATLAS MEDICAL L.L.C |  | US ENDOSCOPY GROUP | STERIS CORP | BX00711607 |  |  |  | EA | 1 | BX | 50 | [10 empty] | 42294907 Endoscopic cytology or microbiology brushes |  |  |  |  | BRUSH | ENDOSCOPIC CLEANING | GEMINI | NYLON |  |  |  | 2-7MMX230CM |  |  |  |  | DOUBLE ENDED, BRISTLE | [5 empty] | https://www.steris.com/healthcare/products/endoscope-reprocessing/manual-cleaning/gemini-brush-double-ended-channel-brush | [7 empty] | QC Completed | ok
ESI | 006 |  | PUS | SOURCED |  | OK | PUS | ABC | Data Enrichment | ABC | [11 empty] | NMC | 807018 | 34855 | 2422906229 | 34855_2422906229 | Med-Surg Consumable | SPONGE CLEAN ENDOSCOPY BX00711686 VIA DRY 50's | - | US ENDOSCOPY | BX00711686 | ATLAS MEDICAL L.L.C | - | - | BOX | - | 332 | CONSUMABLES | - | - | - | - | - | - | - | - | - | - | - | - | - | - | - | - | - | - | - | - | - | - | - | - | - | - | - | - | - | - | - | - | - | - | - | - | - | - | - | - | - | - | - | ATLAS MEDICAL L.L.C | ATLAS MEDICAL L.L.C |  | US ENDOSCOPY GROUP | STERIS CORP | BX00711686 |  |  |  | EA | 1 | BX | 100 | [10 empty] | 42282005 Endoscope pull-through sponges or cleaning systems |  |  |  |  | SPONGE | ENDOSCOPIC CLEANING | VIA | [9 empty] | DRY |  |  |  |  | 50'S | https://www.steris.com/healthcare/products/endoscope-reprocessing/manual-cleaning/via-sponge | [7 empty] | QC Completed | ok
ESI | 006 |  | PUS | SOURCED |  | OK | PUS | ABC | Data Enrichment | ABC | [11 empty] | NMC | 807019 | 34856 | 2422905147 | 34856_2422905147 | Med-Surg Consumable | NEEDLE INJECTION ENDOSCOPIC BX00711812 STAINLESS STEEL OD23 GA X L230 CM OD2.5 MM SHEATH CARR-LOCKE | - | US ENDOSCOPY | BX00711812 | ATLAS MEDICAL L.L.C | - | - | Each | - | 151 | CONSUMABLES | - | - | - | - | - | - | - | - | - | - | - | - | - | - | - | - | - | - | - | - | - | - | - | - | - | - | - | - | - | - | - | - | - | - | - | - | - | - | - | - | - | - | - | ATLAS MEDICAL L.L.C | ATLAS MEDICAL L.L.C |  | US ENDOSCOPY GROUP | STERIS CORP | BX00711812 |  |  |  | EA | 1 | BX | 5 | [10 empty] | 42294903 Endoscopic aspiration or biopsy needles |  |  |  |  | NEEDLE | INJECTION | CARR-LOCKE | STAINLESS STEEL |  |  |  | 23GAX230CM | 2.5MM |  |  |  | ENDOSCOPIC, SHEATH | [5 empty] | https://www.steris.com/healthcare/products/endoscopy-devices/gi-bleed-management-and-irrigation/injection-needles/carr-locke-injection-needle | [7 empty] | QC Completed | ok
ESI | 006 |  | PUS | SOURCED |  | OK | PUS | ABC | Data Enrichment | ABC | [11 empty] | NMC | 807025 | 34865 | 2421400652 | 34865_2421400652 | Med-Surg Consumable | SET TUBING 4160-002 SUCTION YELLOW 2M | - | VACSAX | 4160-002 | RELICOR DRUG STORE L.L.C | - | - | Each | - | 12 | CONSUMABLES | - | - | - | - | - | - | - | - | - | - | - | - | - | - | - | - | - | - | - | - | - | - | - | - | - | - | - | - | - | - | - | - | - | - | - | - | - | - | - | - | - | - | - | RELICOR DRUG STORE L.L.C | RELICOR DRUG STORE L.L.C |  | VACSAX | VACSAX | 4160-002 | [17 empty] | 42293515 Medical or surgical suction tubings |  |  |  |  | SET | TUBING | [5 empty] | 2MR |  |  |  |  | SUCTION |  |  |  | YELLOW |  | https://www.vacsax.co.uk/products/accessories/ | [7 empty] | QC Completed | ok
ESI | 006 |  | PUS | SOURCED |  | OK | PUS | ABC | Data Enrichment | ABC | [11 empty] | NMC | 807026 | 34866 | 2422908288 | 34866_2422908288 | Med-Surg Consumable | SET SUCTION IRRIGATION 9750-001 L5 MM X W330 MM PROBE PREATTACHED STERILE DISPOSABLE | - | VACSAX | 9750-001 | RELICOR DRUG STORE L.L.C | - | - | Each | - | 70 | CONSUMABLES | - | - | - | - | - | - | - | - | - | - | - | - | - | - | - | - | - | - | - | - | - | - | - | - | - | - | - | - | - | - | - | - | - | - | - | - | - | - | - | - | - | - | - | RELICOR DRUG STORE L.L.C | RELICOR DRUG STORE L.L.C |  | VACSAX | VACSAX | 9750-001 |  |  |  | EA | 1 | PK | 10 | [10 empty] | 42293500 Surgical suction and irrigation products |  |  |  |  | SET | IRRIGATION | [5 empty] | 5X330MM |  |  |  |  | SUCTION, PROBE PREATTACHED | STERILE |  | DISPOSABLE |  |  | https://www.vacsax.co.uk/wp-content/uploads/2016/12/vdsi.pdf | [7 empty] | QC Completed | ok
ESI | 006 |  | PUS | SOURCED |  | OK | PUS | ABC | Data Enrichment | ABC | [11 empty] | NMC | 807027 | 34867 | 2421401950 | 34867_2421401950 | Med-Surg Consumable | LINER SUCTION 9810-101 VACSAX BACTICLEAR GELSAX 1 LTR ANTIMICROBIAL PRE-GELLED WITH HYDROPHOBIC BACTERIAL FILTER 25's | - | VACSAX | 9810-101 | RELICOR DRUG STORE L.L.C | - | - | BOX | - | 200 | CONSUMABLES | - | - | - | - | - | - | - | - | - | - | - | - | - | - | - | - | - | - | - | - | - | - | - | - | - | - | - | - | - | - | - | - | - | - | - | - | - | - | - | - | - | - | - | RELICOR DRUG STORE L.L.C | RELICOR DRUG STORE L.L.C |  | VACSAX | VACSAX | 9810-101 |  |  |  | EA | 1 | BX | 25 | [10 empty] | 42293520 Irrigation or suction handpiece or cannula or tip or catheter accessories |  |  |  |  | LINER | SUCTION | BACTICLEAR GELSAX | [6 empty] | 1LT |  |  | ANTIMICROBIAL, PRE-GELLED, WITH HYDROPHOBIC BACTERIAL FILTER | [5 empty] | https://www.vacsax.co.uk/products/vacsax-bacticlear-antimicrobial-pregelled-liner-system/ | [7 empty] | QC Completed | ok
ESI | 006 |  | PUS | SOURCED |  | OK | PUS | ABC | Data Enrichment | ABC | [11 empty] | NMC | 807028 | 34868 | 2421401913 | 34868_2421401913 | Med-Surg Consumable | LINER SUCTION VAL-201 VACSAX BACTICLEAR 2LTR ANTIMICROBIAL WITH HYDROPHOBIC BACTERIAL FILTER 30's | - | VACSAX | VAL-201 | RELICOR DRUG STORE L.L.C | - | - | BOX | - | 240 | CONSUMABLES | - | - | - | - | - | - | - | - | - | - | - | - | - | - | - | - | - | - | - | - | - | - | - | - | - | - | - | - | - | - | - | - | - | - | - | - | - | - | - | - | - | - | - | RELICOR DRUG STORE L.L.C | RELICOR DRUG STORE L.L.C |  | VACSAX | VACSAX | VAL-201 |  |  |  | EA | 1 | BX | 30 | [10 empty] | 42293520 Irrigation or suction handpiece or cannula or tip or catheter accessories |  |  |  |  | LINER | SUCTION | BACTICLEAR | [6 empty] | 2LT |  |  | ANTIMICROBIAL, WITH HYDROPHOBIC BACTERIAL FILTER | [5 empty] | https://www.vacsax.co.uk/products/vacsax-bacticlear-antimicrobial-suction-liners/ | [7 empty] | QC Completed | ok
ESI | 006 |  | PUS | UNSOURCED |  | OK | PUS | ABC | Data Enrichment | ABC | [11 empty] | NMC | 807031 | 34871 | 2422701590 | 34871_2422701590 | Med-Surg Consumable | HUMIDIFIER RESPIRATORY 800-VH1500-220/VH1500/VHB15 ELECTRONIC TEMPERATURE WARMING | - | VADI MEDICAL | 800-VH1500-220/VHB15 | MAS Medical Surgical Articles & Requisites Trading | - | - | Each | - | 4800 | CONSUMABLES | - | - | - | - | - | - | - | - | - | - | - | - | - | - | - | - | - | - | - | - | - | - | - | - | - | - | - | - | - | - | - | - | - | - | - | - | - | - | - | - | - | - | - | MAS MEDICAL SURGICAL ARTICLES & REQUISITES TRADING | MAS MEDICAL SURGICAL ARTICLES & REQUISITES TRADING |  | VADI MEDICAL | VADI MEDICAL | 800-VH1500-220/VHB15 | [17 empty] | 42271801 Respiratory humidifiers or vaporizers |  |  |  |  | HUMIDIFIER | RESPIRATORY | [10 empty] | ELECTRONIC TEMPERATURE WARMING | [5 empty] | URL NOT FOUND | [7 empty] | QC Completed | ok
ESI | 006 |  | PUS | UNSOURCED |  | OK | PUS | ABC | Data Enrichment | ABC | [11 empty] | NMC | 807032 | 34872 | 2GE0001821 | 34872_2GE0001821 | Med-Surg Consumable | CREAM 6005A FACE MASSAGE REVITALIZING 250ML | - | VALETUDO | - | JS INTERNATIONAL LLC | - | - | EA | - | 140 | GENERAL ITEM | - | - | - | - | - | - | - | - | - | - | - | - | - | - | - | - | - | - | - | - | - | - | - | - | - | - | - | - | - | - | - | - | - | - | - | - | - | - | - | - | - | - | - | JS INTERNATIONAL LLC | JS INTERNATIONAL LLC |  | VALETUDO | VALETUDO | 6005A | [17 empty] | 53131613 Facial care products |  |  |  |  | CREAM | FACE | [7 empty] | 250ML |  |  | MASSAGE REVITALIZING | [5 empty] | URL NOT FOUND | [7 empty] | QC Completed | ok
ESI | 006 |  | PUS | UNSOURCED |  | OK | PUS | ABC | Data Enrichment | ABC | [11 empty] | NMC | 807033 | 34873 | 2GE0001822 | 34873_2GE0001822 | Med-Surg Consumable | SERUM 6036A HYDRATING INTENSIVE 30ML | - | VALETUDO | - | JS INTERNATIONAL LLC | - | - | EA | - | 140 | GENERAL ITEM | - | - | - | - | - | - | - | - | - | - | - | - | - | - | - | - | - | - | - | - | - | - | - | - | - | - | - | - | - | - | - | - | - | - | - | - | - | - | - | - | - | - | - | JS INTERNATIONAL LLC | JS INTERNATIONAL LLC |  | VALETUDO | VALETUDO | 6036A | [17 empty] | 53131613 Facial care products |  |  |  |  | SERUM | SKIN | [7 empty] | 30ML |  |  | HYDRATING, INTENSIVE | [5 empty] | URL NOT FOUND | [7 empty] | QC Completed | ok
ESI | 006 |  | PUS | UNSOURCED |  | OK | PUS | ABC | Data Enrichment | ABC | [11 empty] | NMC | 807034 | 34874 | 2GE0001823 | 34874_2GE0001823 | Med-Surg Consumable | CREAM 6042A VITAMIN C PROFESSIONAL 150ML | - | VALETUDO | - | JS INTERNATIONAL LLC | - | - | EA | - | 231 | GENERAL ITEM | - | - | - | - | - | - | - | - | - | - | - | - | - | - | - | - | - | - | - | - | - | - | - | - | - | - | - | - | - | - | - | - | - | - | - | - | - | - | - | - | - | - | - | JS INTERNATIONAL LLC | JS INTERNATIONAL LLC |  | VALETUDO | VALETUDO | 6042A | [17 empty] | 53131613 Facial care products |  |  |  |  | CREAM | FACE | [7 empty] | 150ML |  |  | VITAMIN C, PROFESSIONAL | [5 empty] | URL NOT FOUND | [7 empty] | QC Completed | ok
ESI | 006 |  | PUS | UNSOURCED |  | OK | PUS | ABC | Data Enrichment | ABC | [11 empty] | NMC | 807035 | 34875 | 2GE0001824 | 34875_2GE0001824 | Med-Surg Consumable | MOUSSE 6042B CLEANSING VITAMIN C 200ML | - | VALETUDO | - | JS INTERNATIONAL LLC | - | - | EA | - | 129.5 | GENERAL ITEM | - | - | - | - | - | - | - | - | - | - | - | - | - | - | - | - | - | - | - | - | - | - | - | - | - | - | - | - | - | - | - | - | - | - | - | - | - | - | - | - | - | - | - | JS INTERNATIONAL LLC | JS INTERNATIONAL LLC |  | VALETUDO | VALETUDO | 6042B | [17 empty] | 53131613 Facial care products |  |  |  |  | MOUSSE | CLEANSING | [7 empty] | 200ML |  |  | VITAMIN C | [5 empty] | URL NOT FOUND | [7 empty] | QC Completed | ok
ESI | 006 |  | PUS | UNSOURCED |  | OK | PUS | ABC | Data Enrichment | ABC | [11 empty] | NMC | 807036 | 34876 | 2GE0001825 | 34876_2GE0001825 | Med-Surg Consumable | SERUM 6043A VITAMIN C PURE COMPLEX 40ML | - | VALETUDO | - | JS INTERNATIONAL LLC | - | - | EA | - | 259 | GENERAL ITEM | - | - | - | - | - | - | - | - | - | - | - | - | - | - | - | - | - | - | - | - | - | - | - | - | - | - | - | - | - | - | - | - | - | - | - | - | - | - | - | - | - | - | - | JS INTERNATIONAL LLC | JS INTERNATIONAL LLC |  | VALETUDO | VALETUDO | 6043A | [17 empty] | 53131613 Facial care products |  |  |  |  | SERUM | SKIN | [7 empty] | 40ML |  |  | VITAMIN C, PURE COMPLEX | [5 empty] | URL NOT FOUND | [7 empty] | QC Completed | ok
ESI | 006 |  | PUS | UNSOURCED |  | OK | PUS | ABC | Data Enrichment | ABC | [11 empty] | NMC | 807037 | 34877 | 2GE0001826 | 34877_2GE0001826 | Med-Surg Consumable | REMOVER MAKE UP 6004 BASIC | - | VALETUDO | - | JS INTERNATIONAL LLC | - | - | EA | - | 122.5 | GENERAL ITEM | - | - | - | - | - | - | - | - | - | - | Purchased Item | Y | Y | Y | Y | 2 | 2 | - | - | - | Y | - | - | Finished Good | Active | - | FG | 2 | Y | Y | Y | - | - | - | - | - | Y | - | - | N | - | - | - | JS INTERNATIONAL LLC | JS INTERNATIONAL LLC |  | VALETUDO | VALETUDO | 6004 | [17 empty] | 53131613 Facial care products |  |  |  |  | REMOVER | MAKE UP | [10 empty] | BASIC | [5 empty] | URL NOT FOUND | [7 empty] | QC Completed | ok
ESI | 006 |  | PUS | SOURCED |  | OK | PUS | ABC | Data Enrichment | ABC | [11 empty] | NMC | 807046 | 34888 | 2422701716 | 34888_2422701716 | Med-Surg Consumable | CIRCUIT PATIENT PF-DPC-HIGH VAPOTHERM HIGH FLOW DISPOSABLE 5's | - | VAPOTHERM | PF-DPC-HIGH | SUNDIAL MEDICAL EQUIPMENT LLC | - | - | BOX | - | 2950 | CONSUMABLES | - | - | - | - | - | - | - | - | - | - | Purchased Item | Y | Y | Y | Y | 2 | 2 | - | - | - | Y | - | - | Finished Good | Active | - | FG | 2 | Y | Y | N | - | - | - | - | - | Y | - | - | N | - | - | - | SUNDIAL MEDICAL EQUIPMENT LLC | SUNDIAL MEDICAL EQUIPMENT LLC |  | VAPOTHERM | VAPOTHERM | PF-DPC-HIGH |  |  |  | EA | 1 | BX | 5 | [10 empty] | 42272209 Ventilator circuits |  |  |  |  | CIRCUIT | PATIENT | [10 empty] | HIGH FLOW |  |  | DISPOSABLE |  |  | https://vapotherm.com/precision-flow/ | [7 empty] | QC Completed | ok
ESI | 006 |  | PUS | SOURCED |  | OK | PUS | ABC | Data Enrichment | ABC | [11 empty] | NMC | 807047 | 34889 | 2422701079 | 34889_2422701079 | Med-Surg Consumable | CIRCUIT PATIENT PF-DPC-LOW LOW FLOW DISPOSABLE 5's | - | VAPOTHERM | PF-DPC-LOW | SUNDIAL MEDICAL EQUIPMENT LLC | - | - | BOX | - | 3450 | CONSUMABLES | - | - | - | - | - | - | - | - | - | - | Purchased Item | Y | Y | Y | Y | 2 | 2 | - | - | - | Y | - | - | Finished Good | Active | - | FG | 2 | Y | Y | N | - | - | - | - | - | Y | - | - | N | - | - | - | SUNDIAL MEDICAL EQUIPMENT LLC | SUNDIAL MEDICAL EQUIPMENT LLC |  | VAPOTHERM | VAPOTHERM | PF-DPC-LOW |  |  |  | EA | 1 | BX | 5 | [10 empty] | 42272209 Ventilator circuits |  |  |  |  | CIRCUIT | PATIENT | [10 empty] | LOW FLOW |  |  | DISPOSABLE |  |  | https://vapotherm.com/vapotherm-transfer-unit/ | [7 empty] | QC Completed | ok
ESI | 006 |  | PUS | CAT NO. NOT FOUND |  | OK | PUS | ABC | Data Enrichment | ABC | [11 empty] | NMC | 807051 | 34893 | 2422909502 | 34893_2422909502 | Med-Surg Consumable | NEEDLE PUNCTURE VM-IN 18R OD18 GA X L70 MM VASMED | - | VASMED TECHNOLOGIES | VASMED TECHNOLOGIES | GLOBAL SCIENTIFIC COMPANY LLC | - | - | Each | - | 11.25 | CONSUMABLES | - | - | - | - | - | - | - | - | - | - | Purchased Item | Y | Y | Y | Y | 2 | 2 | - | - | - | Y | - | - | Finished Good | Active | - | FG | 2 | Y | Y | N | - | - | - | - | - | Y | - | - | N | - | - | - | GLOBAL SCIENTIFIC COMPANY LLC | GLOBAL SCIENTIFIC COMPANY LLC |  | VASMED TECHNOLOGIES | VASMED TECHNOLOGIES | [18 empty] | 42142528 Sternum puncture needles or sets |  |  |  |  | NEEDLE | PUNCTURE | [5 empty] | 18GAX70MM |  |  |  |  | VM-IN, 18R | [5 empty] | X | [7 empty] | QC Completed | ok
ESI | 006 |  | PUS | THIRD PARTY |  | PKG FRM INPUT | PUS | ABC | Data Enrichment | ABC | [11 empty] | NMC | 807053 | 34920 | 2422200290 | 34920_2422200290 | Med-Surg Consumable | SET ANESTHESIA 30-02-013-1 OD13 GA JET VENTILATION CATHETER WITHOUT SYRINGE BLUE FOR ADULTS WITH NECK TAPE 5's | - | VBM Gmbh | 30-02-013-1 | NEW MEDICAL CENTRE TRADING LTD | - | - | BOX | - | 725 | CONSUMABLES | - | - | - | - | - | - | - | - | - | - | Purchased Item | Y | Y | Y | Y | 2 | 4 | - | - | - | Y | - | - | Finished Good | Active | - | FG | 2 | Y | Y | N | - | - | - | - | - | Y | - | - | N | - | - | - | NEW MEDICAL CENTRE TRADING LTD | NEW MEDICAL CENTRE TRADING LTD |  | VBM GMBH | VBM GMBH | 30-02-013-1 |  |  |  | EA | 1 | BX | 5 | [10 empty] | 42272230 Ventilator circuit accessories |  |  |  |  | SET | ANESTHESIA |  |  | ADULT |  |  | 13GA |  |  |  |  | GA JET VENTILATION CATHETER, WITHOUT SYRINGE, WITH NECK TAPE |  |  |  | BLUE |  | https://murraysurgical.ie/wp-content/uploads/2019/10/VBM-Manujet-III.pdf | [7 empty] | QC Completed | ok
ESI | 006 |  | PUS | THIRD PARTY |  | PKG FRM INPUT | PUS | ABC | Data Enrichment | ABC | [11 empty] | NMC | 807054 | 34921 | 2422200291 | 34921_2422200291 | Med-Surg Consumable | SET ANESTHESIA 30-02-014-1 OD14 GA JET VENTILATION CATHETER WITHOUT SYRINGE YELLOW FOR CHILD WITH NECK TAPE 5's | - | VBM Gmbh | 30-02-014-1 | MUMMA ZONE TRADING | - | - | BOX | - | 725 | CONSUMABLES | - | - | - | - | - | - | - | - | - | - | Purchased Item | Y | Y | Y | Y | 2 | 4 | - | - | - | Y | - | - | Finished Good | Active | - | FG | 2 | Y | Y | N | - | - | - | - | - | Y | - | - | N | - | - | - | MUMMA ZONE TRADING | MUMMA ZONE TRADING |  | VBM GMBH | VBM GMBH | 30-02-014-1 |  |  |  | EA | 1 | BX | 5 | [10 empty] | 42272230 Ventilator circuit accessories |  |  |  |  | SET | ANESTHESIA |  |  | CHILD |  |  | 14GA |  |  |  |  | GA JET VENTILATION CATHETER, WITHOUT SYRINGE, WITH NECK TAPE |  |  |  | YELLOW |  | https://murraysurgical.ie/wp-content/uploads/2019/10/VBM-Manujet-III.pdf | [7 empty] | QC Completed | ok
ESI | 006 |  | PUS | THIRD PARTY |  | PKG FRM INPUT | PUS | ABC | Data Enrichment | ABC | [11 empty] | NMC | 807055 | 34922 | 2422200292 | 34922_2422200292 | Med-Surg Consumable | SET ANESTHESIA 30-02-018-1 OD16 GA JET VENTILATION CATHETER WITHOUT SYRINGE WHITE FOR BABIES WITH NECK TAPE 5's | - | VBM Gmbh | 30-02-018-1 | MUMMA ZONE TRADING | - | - | BOX | - | 725 | CONSUMABLES | - | - | - | - | - | - | - | - | - | - | Purchased Item | Y | Y | Y | Y | 2 | 4 | - | - | - | Y | - | - | Finished Good | Active | - | FG | 2 | Y | Y | Y | - | - | - | - | - | Y | - | - | N | - | - | - | MUMMA ZONE TRADING | MUMMA ZONE TRADING |  | VBM GMBH | VBM GMBH | 30-02-018-1 |  |  |  | EA | 1 | BX | 5 | [10 empty] | 42272230 Ventilator circuit accessories |  |  |  |  | SET | ANESTHESIA |  |  | INFANT |  |  | 16GA |  |  |  |  | GA JET VENTILATION CATHETER, WITHOUT SYRINGE, WITH NECK TAPE |  |  |  | WHITE |  | https://murraysurgical.ie/wp-content/uploads/2019/10/VBM-Manujet-III.pdf | [7 empty] | QC Completed | ok
ESI | 006 |  | PUS | CAT NO. NOT FOUND |  | OK | PUS | ABC | Data Enrichment | ABC | [11 empty] | NMC | 807060 | 34933 | 2422923038 | 34933_2422923038 | Med-Surg Consumable | HEDSTROM FILES COLORINOX #8 25MM | - | VDW | VDW | GULF MEDICAL COMMERCIAL AGENCIES LLC | - | - | Each | - | 4 | CONSUMABLES | - | - | - | - | - | - | - | - | - | - | Purchased Item | Y | Y | Y | Y | 2 | 4 | - | - | - | Y | - | - | Finished Good | Active | - | FG | 2 | Y | Y | N | - | - | - | - | - | Y | - | - | N | - | - | - | GULF MEDICAL COMMERCIAL AGENCIES LLC | GULF MEDICAL COMMERCIAL AGENCIES LLC |  | VDW GMBH | VDW GMBH | [18 empty] | 42151620 Dental files or rasps |  |  |  |  | FILE | DENTAL | COLORINOX |  |  |  | 8 | 25MM |  |  |  |  | HEDSTROM | [5 empty] | X | [7 empty] | QC Completed | ok
ESI | 006 |  | PUS | UNSOURCED |  | OK | PUS | ABC | Data Enrichment | ABC | [11 empty] | NMC | 807061 | 34934 | 2422923039 | 34934_2422923039 | Med-Surg Consumable | HEDSTROM FILES COLORINOX SIZE: 15 25MM # V030073025015 (6 PCS. STRIP - 6 STRIP/PACKET) (NEW PACKING 5 FILES /STRIP)MFG: VDW GMBH - GERMANY | - | VDW | VDW | GULF MEDICAL COMMERCIAL AGENCIES LLC | - | - | Each | - | 4 | CONSUMABLES | - | - | - | - | - | - | - | - | - | - | Purchased Item | Y | Y | Y | Y | 2 | 4 | - | - | - | Y | - | - | Finished Good | Active | - | FG | 2 | Y | Y | N | - | - | - | - | - | Y | - | - | N | - | - | - | GULF MEDICAL COMMERCIAL AGENCIES LLC | GULF MEDICAL COMMERCIAL AGENCIES LLC |  | VDW GMBH | VDW GMBH | V030073025015 |  |  |  | PC | 1 | ST | 6 | [10 empty] | 42151620 Dental files or rasps |  |  |  |  | FILE | DENTAL | COLORINOX |  |  |  | 15 | 25MM |  |  |  |  | HEDSTROM | [5 empty] | URL NOT FOUND | [7 empty] | QC Completed | ok
ESI | 006 |  | PUS | UNSOURCED |  | OK | PUS | ABC | Data Enrichment | ABC | [11 empty] | NMC | 807062 | 34935 | 2422923040 | 34935_2422923040 | Med-Surg Consumable | HEDSTROM FILES COLORINOX SIZE : 10 25MM #V030073025010 (6PCS. /STRIP ) (NEW PACKING 5 FILES /STRIP)MFG: VDW GMBH - GERMANY | - | VDW | VDW | GULF MEDICAL COMMERCIAL AGENCIES LLC | - | - | Each | - | 4 | CONSUMABLES | - | - | - | - | - | - | - | - | - | - | Purchased Item | Y | Y | Y | Y | 2 | 4 | - | - | - | Y | - | - | Finished Good | Active | - | FG | 2 | Y | Y | Y | - | - | - | - | - | Y | - | - | N | - | - | - | GULF MEDICAL COMMERCIAL AGENCIES LLC | GULF MEDICAL COMMERCIAL AGENCIES LLC |  | VDW GMBH | VDW GMBH | V030073025010 |  |  |  | PC | 1 | ST | 6 | [10 empty] | 42151620 Dental files or rasps |  |  |  |  | FILE | DENTAL | COLORINOX |  |  |  | 10 | 25MM |  |  |  |  | HEDSTROM | [5 empty] | URL NOT FOUND | [7 empty] | QC Completed | ok
ESI | 006 |  | PUS | UNSOURCED |  | OK | PUS | ABC | Data Enrichment | ABC | [11 empty] | NMC | 807063 | 34936 | 2422923801 | 34936_2422923801 | Med-Surg Consumable | BROACHES BARBED # 10 25MM (10/STRIP)SD357 MFR:VDW-GERMANY | - | VDW | VDW | AL ARABIA MEDICAL SURGICAL EQUIPMENT TRADING LLC. | - | - | BOX | - | 15 | CONSUMABLES | - | - | - | - | - | - | - | - | - | - | Purchased Item | Y | Y | Y | Y | 2 | 4 | - | - | - | Y | - | - | Finished Good | Active | - | FG | 2 | Y | Y | N | - | - | - | - | - | Y | - | - | N | - | - | - | AL ARABIA MEDICAL SURGICAL EQUIPMENT TRADING LLC. | AL ARABIA MEDICAL SURGICAL EQUIPMENT TRADING LLC. |  | VDW GMBH | VDW GMBH | SD357 |  |  |  | EA | 1 | BX | 10 | [10 empty] | 42151682 Endodontic broaches |  |  |  |  | BROACH | DENTAL |  |  |  |  | 10 | 25MM |  |  |  |  | BARBED | [5 empty] | URL NOT FOUND | [7 empty] | QC Completed | ok
ESI | 006 |  | PUS | UNSOURCED |  | OK | PUS | ABC | Data Enrichment | ABC | [11 empty] | NMC | 807066 | 34939 | 2422923057 | 34939_2422923057 | Med-Surg Consumable | HEDSTROME FILE COLORINOX #025MM ISO 25MM REF# V03 0073 025 025 MFG:VDW GMBH-GERMANY | - | VDW | VDW | GULF MEDICAL COMMERCIAL AGENCIES LLC | - | - | Each | - | 4 | CONSUMABLES | - | - | - | - | - | - | - | - | - | - | Purchased Item | Y | Y | Y | Y | 2 | 4 | - | - | - | Y | - | - | Finished Good | Active | - | FG | 2 | Y | Y | N | - | - | - | - | - | Y | - | - | N | - | - | - | GULF MEDICAL COMMERCIAL AGENCIES LLC | GULF MEDICAL COMMERCIAL AGENCIES LLC |  | VDW GMBH | VDW GMBH | V03 0073 025 025 | [17 empty] | 42151620 Dental files or rasps |  |  |  |  | FILE | DENTAL | COLORINOX |  |  |  | 25 | 25MM |  |  |  |  | HEDSTROM | [5 empty] | URL NOT FOUND | [7 empty] | QC Completed | ok
ESI | 006 |  | PUS | UNSOURCED |  | OK | PUS | ABC | Data Enrichment | ABC | [11 empty] | NMC | 807075 | 34955 | 2422923051 | 34955_2422923051 | Med-Surg Consumable | HEDSTROEM FILE COLORINOX #015 21MM REF# VO4 0073 021 015 MFR: VDW | - | VDW | VO4 0073 021 015 | GULF MEDICAL COMMERCIAL AGENCIES LLC | - | - | Each | - | 4 | CONSUMABLES | - | - | - | - | - | - | - | - | - | - | Purchased Item | Y | Y | Y | Y | 2 | 4 | - | - | - | Y | - | - | Finished Good | Active | - | FG | 2 | Y | Y | N | - | - | - | - | - | Y | - | - | N | - | - | - | GULF MEDICAL COMMERCIAL AGENCIES LLC | GULF MEDICAL COMMERCIAL AGENCIES LLC |  | VDW GMBH | VDW GMBH | VO4 0073 021 015 | [17 empty] | 42151620 Dental files or rasps |  |  |  |  | FILE | DENTAL | COLORINOX |  |  |  | 15 | 21MM |  |  |  |  | HEDSTROM | [5 empty] | URL NOT FOUND | [7 empty] | QC Completed | ok
ESI | 006 |  | PUS | UNSOURCED |  | OK | PUS | ABC | Data Enrichment | ABC | [11 empty] | NMC | 807077 | 34961 | 2512400357 | 34961_2512400357 | Med-Surg Consumable | TIP DERMATOLOGY L004 VEGAS BIOTECH DERMA PEN 20's | - | VEGAS BIOTECH CO.LTD | L004 | LA VIDA FZE | - | - | BOX | - | 8 | CONSUMABLES | - | - | - | - | - | - | - | - | - | - | Purchased Item | Y | Y | Y | Y | 2 | 4 | - | - | - | Y | - | - | Finished Good | Active | - | FG | 2 | Y | Y | Y | - | - | - | - | - | Y | - | - | N | - | - | - | LA VIDA FZE | LA VIDA FZE |  | VEGAS BIOTECH CO.LTD | VEGAS BIOTECH CO.LTD | L004 |  |  |  | EA | 1 | BX | 20 | [15 empty] | TIP | DERMATOLOGY | [10 empty] | DERMA PEN | [5 empty] | URL NOT FOUND | [7 empty] | QC Completed | ok
ESI | 006 |  | PUS | UNSOURCED |  | OK | PUS | ABC | Data Enrichment | ABC | [11 empty] | NMC | 807080 | 34964 | 2512400264 | 34964_2512400264 | Med-Surg Consumable | SOLUTION SKIN REJUVENATION MT206 VELUDERM ACTIVE PEPTIDES PLUS HA 5VIALS X 5ML | - | VELUDERM | MT206 | MARIA TRADING | - | - | BOX | - | 400 | CONSUMABLES | - | - | - | - | - | - | - | - | - | - | Purchased Item | Y | Y | Y | Y | 2 | 4 | - | - | - | Y | - | - | Finished Good | Active | - | FG | 2 | Y | Y | Y | - | - | - | - | - | Y | - | - | N | - | - | - | MARIA TRADING | MARIA TRADING |  | VELUDERM | VELUDERM | MT206 |  |  |  | EA | 1 | BX | 5 | [10 empty] | 53131613 Facial care products |  |  |  |  | SOLUTION | SKIN | VELUDERM | ACTIVE PEPTIDES PLUS HA | [5 empty] | 5ML |  |  | REJUVENATION, VIAL | [5 empty] | URL NOT FOUND | [7 empty] | QC Completed | ok
ESI | 006 |  | PUS | UNSOURCED |  | OK | PUS | ABC | Data Enrichment | ABC | [11 empty] | NMC | 807081 | 34965 | 2512400263 | 34965_2512400263 | Med-Surg Consumable | SOLUTION SKIN REJUVENATION MT207 VELUDERM FACE LIFT SYSTEM 20 5VIALS X 5ML | - | VELUDERM | MT207 | MARIA TRADING | - | - | BOX | - | 400 | CONSUMABLES | - | - | - | - | - | - | - | - | - | - | Purchased Item | Y | Y | Y | Y | 2 | 4 | - | - | - | Y | - | - | Finished Good | Active | - | FG | 2 | Y | Y | N | - | - | - | - | - | Y | - | - | N | - | - | - | MARIA TRADING | MARIA TRADING |  | VELUDERM | VELUDERM | MT207 |  |  |  | EA | 1 | BX | 5 | [10 empty] | 53131613 Facial care products |  |  |  |  | SOLUTION | SKIN | VELUDERM | [6 empty] | 5ML |  |  | REJUVENATION, VIAL, FACE LIFT SYSTEM | [5 empty] | URL NOT FOUND | [7 empty] | QC Completed | ok
ESI | 006 |  | PUS | UNSOURCED |  | OK | PUS | ABC | Data Enrichment | ABC | [11 empty] | NMC | 807082 | 34966 | 2512400227 | 34966_2512400227 | Med-Surg Consumable | SOLUTION SKIN REJUVENATION MT209 VELUDERM HYALURONIC ACID 3% CUBE 3 5VIALS X 5ML | - | VELUDERM | MT209 | MARIA TRADING | - | - | BOX | - | 400 | CONSUMABLES | - | - | - | - | - | - | - | - | - | - | Purchased Item | Y | Y | Y | Y | 2 | 4 | - | - | - | Y | - | - | Finished Good | Active | - | FG | 2 | Y | Y | N | - | - | - | - | - | Y | - | - | N | - | - | - | MARIA TRADING | MARIA TRADING |  | VELUDERM | VELUDERM | MT209 |  |  |  | EA | 1 | BX | 5 | [10 empty] | 53131613 Facial care products |  |  |  |  | SOLUTION | SKIN | VELUDERM | HYALURONIC ACID 3% | [5 empty] | 5ML |  |  | REJUVENATION, VIAL, CUBE | [5 empty] | URL NOT FOUND | [7 empty] | QC Completed | ok
ESI | 006 |  | PUS | UNSOURCED |  | OK | PUS | ABC | Data Enrichment | ABC | [11 empty] | NMC | 807083 | 34967 | 2512400228 | 34967_2512400228 | Med-Surg Consumable | SOLUTION SKIN REJUVENATION MT212 VELUDERM REVITAL PEPTIDE 1500 5VIALS X 5ML | - | VELUDERM | MT212 | MARIA TRADING | - | - | BOX | - | 400 | CONSUMABLES | - | - | - | - | - | - | - | - | - | - | Purchased Item | Y | Y | Y | Y | 2 | 4 | - | - | - | Y | - | - | Finished Good | Active | - | FG | 2 | Y | Y | Y | - | - | - | - | - | Y | - | - | N | - | - | - | MARIA TRADING | MARIA TRADING |  | VELUDERM | VELUDERM | MT212 |  |  |  | EA | 1 | BX | 5 | [10 empty] | 53131613 Facial care products |  |  |  |  | SOLUTION | SKIN | VELUDERM | PEPTIDE | [5 empty] | 5ML |  |  | REJUVENATION, VIAL, REVITAL | [5 empty] | URL NOT FOUND | [7 empty] | QC Completed | ok
ESI | 006 |  | PUS | UNSOURCED |  | OK | PUS | ABC | Data Enrichment | ABC | [11 empty] | NMC | 807084 | 34968 | 2512400390 | 34968_2512400390 | Med-Surg Consumable | SOLUTION SKIN REJUVENATION MT244 VELUDERM HYALURONIC ACID 3% CUBE 3 5VIALS X 5ML | - | VELUDERM | MT244 | MARIA TRADING | - | - | BOX | - | 400 | CONSUMABLES | - | - | - | - | - | - | - | - | - | - | Purchased Item | Y | Y | Y | Y | 2 | 4 | - | - | - | Y | - | - | Finished Good | Active | - | FG | 2 | Y | Y | N | - | - | - | - | - | Y | - | - | N | - | - | - | MARIA TRADING | MARIA TRADING |  | VELUDERM | VELUDERM | MT244 |  |  |  | EA | 1 | BX | 5 | [10 empty] | 53131613 Facial care products |  |  |  |  | SOLUTION | SKIN | VELUDERM | HYALURONIC ACID 3% | [5 empty] | 5ML |  |  | REJUVENATION, VIAL, CUBE | [5 empty] | URL NOT FOUND | [7 empty] | QC Completed | ok
ESI | 006 |  | PUS | CAT NO. NOT FOUND |  | OK | PUS | ABC | Data Enrichment | ABC | [11 empty] | NMC | 807085 | 34969 | 2512400614 | 34969_2512400614 | Med-Surg Consumable | SOLUTION SKIN REJUVENATION AMBER HYDRO VENOME 5 VIALS X 3ML | - | VENOME | - | Dermedica Drug Store LLC | - | - | BOX | - | 2500 | CONSUMABLES | - | - | - | - | - | - | - | - | - | - | Purchased Item | Y | Y | Y | Y | 2 | 4 | - | - | - | Y | - | - | Finished Good | Active | - | FG | 2 | Y | Y | Y | - | - | - | - | - | Y | - | - | N | - | - | - | DERMEDICA DRUG STORE LLC | DERMEDICA DRUG STORE LLC |  | VENOME | VENOME |  |  |  |  | EA | 1 | BX | 3 | [10 empty] | 53131613 Facial care products |  |  |  |  | SOLUTION | SKIN |  | AMBER HYDRO | [5 empty] | 3ML |  |  | REJUVENATION, VIAL | [5 empty] | X | [7 empty] | QC Completed | ok
ESI | 006 |  | PUS | CAT NO. NOT FOUND |  | OK | PUS | ABC | Data Enrichment | ABC | [11 empty] | NMC | 807086 | 34970 | 2512400615 | 34970_2512400615 | Med-Surg Consumable | SOLUTION COLLAGEN HYALURONIC ACID PEPTIDE VENOME 5 VIALS X 5ML | - | VENOME | - | Dermedica Drug Store LLC | - | - | BOX | - | 2800 | CONSUMABLES | - | - | - | - | - | - | - | - | - | - | Purchased Item | Y | Y | Y | Y | 2 | 4 | - | - | - | Y | - | - | Finished Good | Active | - | FG | 2 | Y | Y | N | - | - | - | - | - | Y | - | - | N | - | - | - | DERMEDICA DRUG STORE LLC | DERMEDICA DRUG STORE LLC |  | VENOME | VENOME |  |  |  |  | EA | 1 | BX | 5 | [10 empty] | 53131613 Facial care products |  |  |  |  | SOLUTION | SKIN |  | COLLAGEN, HYALURONIC ACID PEPTIDE | [5 empty] | 5ML |  |  | VIAL | [5 empty] | X | [7 empty] | QC Completed | ok
ESI | 006 |  | PUS | THIRD PARTY |  | PKG FRM INPUT | PUS | ABC | Data Enrichment | ABC | [11 empty] | NMC | 807087 | 34971 | 2422905697 | 34971_2422905697 | Med-Surg Consumable | TUBING INFILTRATION 130-0070 LARGE BORE 10's | - | VENTX | 130-0070 | Vitateck Medical Equipment Trading LLC | - | - | BOX | - | 1200 | CONSUMABLES | - | - | - | - | - | - | - | - | - | - | Purchased Item | Y | Y | Y | Y | 2 | 4 | - | - | - | Y | - | - | Finished Good | Active | - | FG | 2 | Y | Y | N | - | - | - | - | - | Y | - | - | N | - | - | - | VITATECK MEDICAL EQUIPMENT TRADING LLC | VITATECK MEDICAL EQUIPMENT TRADING LLC |  | VENTX | VENTX | 130-0070 |  |  |  | EA | 1 | BX | 10 | [10 empty] | 42293515 Medical or surgical suction tubings |  |  |  |  | TUBING | INFILTRATION |  | PVC | [8 empty] | LARGE BORE | [5 empty] | https://soltapracticeproposal.com/wp-content/uploads/2020/02/VAS.0060.USA_.18_VASER-Catalog_US-FINAL.pdf | [7 empty] | QC Completed | ok
ESI | 006 |  | PUS | THIRD PARTY |  | PKG FRM INPUT | PUS | ABC | Data Enrichment | ABC | [11 empty] | NMC | 807088 | 34972 | 2422905710 | 34972_2422905710 | Med-Surg Consumable | TUBING SUCTION 130-0071 ID3/8 IN X L10 IN EXTRA SOFT 10's | - | VENTX | 130-0071 | ARAB EUROPEAN MEDICAL EQUIP. TRADING LLC | - | - | BOX | - | 2450 | CONSUMABLES | - | - | - | - | - | - | - | - | - | - | Purchased Item | Y | Y | Y | Y | 2 | 4 | - | - | - | Y | - | - | Finished Good | Active | - | FG | 2 | Y | Y | N | - | - | - | - | - | Y | - | - | N | - | - | - | ARAB EUROPEAN MEDICAL EQUIP. TRADING LLC | ARAB EUROPEAN MEDICAL EQUIP. TRADING LLC |  | VENTX | VENTX | 130-0071 |  |  |  | EA | 1 | BX | 10 | [10 empty] | 42293515 Medical or surgical suction tubings |  |  |  |  | TUBING | SUCTION | [5 empty] | 3/8X10IN |  |  |  |  | EXTRA SOFT | [5 empty] | https://soltapracticeproposal.com/wp-content/uploads/2020/02/VAS.0060.USA_.18_VASER-Catalog_US-FINAL.pdf | [7 empty] | QC Completed | ok
ESI | 006 |  | PUS | THIRD PARTY |  | PKG FRM INPUT | PUS | ABC | Data Enrichment | ABC | [11 empty] | NMC | 807089 | 34973 | 2422940390 | 34973_2422940390 | Med-Surg Consumable | PRECISION CANISTER WITH LID - CASE OF 20 # 130-0168-1250CC | - | VENTX | VENTX | Vitateck Medical Equipment Trading LLC | - | - | Each | - | 60 | CONSUMABLES | - | - | - | - | - | - | - | - | - | - | Purchased Item | Y | Y | Y | Y | 2 | 4 | - | - | - | Y | - | - | Finished Good | Active | - | FG | 2 | Y | Y | N | - | - | - | - | - | Y | - | - | N | - | - | - | VITATECK MEDICAL EQUIPMENT TRADING LLC | VITATECK MEDICAL EQUIPMENT TRADING LLC |  | VENTX | VENTX | 130-0168-1250CC |  |  |  | EA | 1 | CA | 20 | [10 empty] | 42293521 Medical or surgical suction containers |  |  |  |  | CANISTER | SUCTION | PRECISION | [6 empty] | 1250ML |  |  | WITH LID | [5 empty] | https://soltapracticeproposal.com/wp-content/uploads/2020/02/VAS.0060.USA_.18_VASER-Catalog_US-FINAL.pdf | [7 empty] | QC Completed | ok
ESI | 006 |  | PUS | SOURCED |  | OK | PUS | ABC | Data Enrichment | ABC | [11 empty] | NMC | 807092 | 34976 | 2422909024 | 34976_2422909024 | Med-Surg Consumable | TISSUE ISOLATOR XG5L-5 MORSAFE TWO PORT LARGE CAPACITY 2600CC FOR TISSUE MORCELLATION SYSTEM 5's | - | VEOL MEDICAL TECHNOLOGIES | XG5L-5 | BIOTECH MEDICAL SUPPLIES TRADING LLC | - | - | BOX | - | 4250 | CONSUMABLES | - | - | - | - | - | - | - | - | - | - | Purchased Item | Y | Y | Y | Y | 2 | 4 | - | - | - | Y | - | - | Finished Good | Active | - | FG | 2 | Y | Y | Y | - | - | - | - | - | Y | - | - | N | - | - | - | BIOTECH MEDICAL SUPPLIES TRADING LLC | BIOTECH MEDICAL SUPPLIES TRADING LLC |  | VEOL MEDICAL TECHNOLOGIES | VEOL MEDICAL TECHNOLOGIES | XG5L-5 |  |  |  | EA | 1 | PK | 5 | [10 empty] | 42295143 Electrosurgical or electrocautery accessories or attachments |  |  |  |  | BAG | TISSUE MORCELLATION | MORSAFE |  |  |  | LARGE |  |  | 2600ML |  |  | WITH TWO PORTS & ADDITIONAL DISTINCTIVE MARKING | [5 empty] | https://veolmedtech.com/morsafe-tissue-morcellation-bag | [7 empty] | QC Completed | ok
ESI | 006 |  | PUS | UNSOURCED |  | OK | PUS | ABC | Data Enrichment | ABC | [11 empty] | NMC | 807093 | 34977 | 2422911081 | 34977_2422911081 | Med-Surg Consumable | HANDPIECE VERSATOR TISSUE MORCELLATION SYSTEM VR1000/ VR2000 STERILE DISPOSABLE | - | VEOL MEDICAL TECHNOLOGIES PVT LTD | VR1000/ VR2000 | MEDCARE FOR MEDICAL EQUIPMENTS AND LABORATORY L.L.C | - | - | EA | - | 2550 | CONSUMABLES | - | - | - | - | - | - | - | - | - | - | Purchased Item | Y | Y | Y | Y | 2 | 4 | - | - | - | Y | - | - | Finished Good | Active | - | FG | 2 | Y | Y | N | - | - | - | - | - | Y | - | - | N | - | - | - | MEDCARE FOR MEDICAL EQUIPMENTS AND LABORATORY L.L.C | MEDCARE FOR MEDICAL EQUIPMENTS AND LABORATORY L.L.C |  | VEOL MEDICAL TECHNOLOGIES PVT LTD | VEOL MEDICAL TECHNOLOGIES PVT LTD | VR1000/ VR2000 | [17 empty] | 42295143 Electrosurgical or electrocautery accessories or attachments |  |  |  |  | HANDPIECE | TISSUE MORCELLATION | VERSATOR | [10 empty] | STERILE |  | DISPOSABLE |  |  | URL NOT FOUND | [7 empty] | QC Completed | ok
ESI | 006 |  | PUS | UNSOURCED |  | OK | PUS | ABC | Data Enrichment | ABC | [11 empty] | NMC | 807102 | 34998 | 2411105067 | 34998_2411105067 | Med-Surg Consumable | CASSETTE VIROLOGY TEST VRT-009-300001 STREP A ANTIGEN NASAL SWAB VEROTEST 30T | - | VEROTEST | VRT-009-300001 | AL FARES LABORATORY SUPPLIES | - | - | BOX | - | 85 | CONSUMABLES | - | - | - | - | - | - | - | - | - | - | Purchased Item | Y | Y | Y | Y | 2 | 4 | - | - | - | Y | - | - | Finished Good | Active | - | FG | 2 | Y | Y | Y | - | - | - | - | - | Y | - | - | N | - | - | - | AL FARES LABORATORY SUPPLIES | AL FARES LABORATORY SUPPLIES |  | VEROTEST | VEROTEST | VRT-009-300001 | [17 empty] | 41116144 Virology test kits or supplies |  |  |  |  | CASSETTE | VIROLOGY TEST | VEROTEST | STREP A ANTIGEN | [7 empty] | NASAL | SWAB, 30 TEST | [5 empty] | URL NOT FOUND | [7 empty] | QC Completed | ok
ESI | 006 |  | PUS | UNSOURCED |  | OK | PUS | ABC | Data Enrichment | ABC | [11 empty] | NMC | 807134 | 35032 | 2421507730 | 35032_2421507730 | Med-Surg Consumable | BLOCK BUR VUBLK-G3 VERSAH UNIVERSAL G3 | - | VERSAH | VUBLK-G3 | SIM DRUG STORE LLC | - | - | Each | - | 400 | CONSUMABLES | - | - | - | - | - | - | - | - | - | - | Purchased Item | Y | Y | Y | Y | 2 | 4 | - | - | - | Y | - | - | Finished Good | Active | - | FG | 2 | Y | Y | N | - | - | - | - | - | Y | - | - | N | - | - | - | SIM DRUG STORE LLC | SIM DRUG STORE LLC |  | VERSAH | VERSAH | VUBLK-G3 | [17 empty] | 42291627 Surgical burr |  |  |  |  | BUR | SURGICAL |  |  |  |  | UNIVERSAL | [5 empty] | BLOCK | [5 empty] | URL NOT FOUND | [7 empty] | QC Completed | ok
ESI | 006 |  | PUS | SOURCED |  | OK | PUS | ABC | Data Enrichment | ABC | [11 empty] | NMC | 807141 | 35040 | 2422908368 | 35040_2422908368 | Med-Surg Consumable | INSTRUMENT LAPAROSCOPIC LS1001 CURVED METZENBAUM MONOPOLAR CURVED 5MM X 330MM TIP INSULATION 5's | - | VHMED | LS1001 | GULF DRUG LLC | - | - | BOX | - | 630 | CONSUMABLES | - | - | - | - | - | - | - | - | - | - | Purchased Item | Y | Y | Y | Y | 2 | 4 | - | - | - | Y | - | - | Finished Good | Active | - | FG | 2 | Y | Y | N | - | - | - | - | - | Y | - | - | N | - | - | - | GULF DRUG LLC | GULF DRUG LLC |  | VHMED | VHMED | LS1001 |  |  |  | EA | 1 | BX | 5 | [10 empty] | 42294906 Endoscopic cutting instruments |  |  |  |  | SCISSOR | ENDOSCOPIC |  |  |  |  | STANDARD | 5X330MM |  |  |  |  | METZENBAUM, CURVED, MONOPOLAR, TIP INSULATION, LAPAROSCOPIC INSTRUMENT | [5 empty] | https://vhmed.com/curved-scissors.html | [7 empty] | QC Completed | ok
ESI | 006 |  | PUS | SOURCED |  | OK | PUS | ABC | Data Enrichment | ABC | [11 empty] | NMC | 807142 | 35043 | 2422910564 | 35043_2422910564 | Med-Surg Consumable | SET SUCTION IRRIGATION TB013 L10 MM X W330 MM PROBE TUBE L3 MTR DUAL SPIKE CONNECTION 5's | - | VHMED | TB013 | GULF DRUG LLC | - | - | BOX | - | 680 | CONSUMABLES | - | - | - | - | - | - | - | - | - | - | Purchased Item | Y | Y | Y | Y | 2 | 4 | - | - | - | Y | - | - | Finished Good | Active | - | FG | 2 | Y | Y | N | - | - | - | - | - | Y | - | - | N | - | - | - | GULF DRUG LLC | GULF DRUG LLC |  | VHMED | VHMED | TB013 |  |  |  | EA | 1 | BX | 5 | [10 empty] | 42293515 Medical or surgical suction tubings |  |  |  |  | SET | TUBING | [5 empty] | 10X330MM | 3MR |  |  |  | IRRIGATION, PROBE, DUAL SPIKE CONNECTION | [5 empty] | https://vhmed.com/10mm-suction-irrigation.html | [7 empty] | QC Completed | ok
ESI | 006 |  | PUS | UNSOURCED |  | OK | PUS | ABC | Data Enrichment | ABC | [11 empty] | NMC | 807143 | 35045 | 2512400489 | 35045_2512400489 | Med-Surg Consumable | TIP DERMATOLOGY 100150466 VIOL LASER SCARLET S TIPS DISPOSABLE | - | VIOL | VIOL | AL AMIN MEDICAL INSTRUMENTS LLC | - | - | Each | - | 285 | CONSUMABLES | - | - | - | - | - | - | - | - | - | - | Purchased Item | Y | Y | Y | Y | 2 | 4 | - | - | - | Y | - | - | Finished Good | Active | - | FG | 2 | Y | Y | N | - | - | - | - | - | Y | - | - | N | - | - | - | AL AMIN MEDICAL INSTRUMENTS LLC | AL AMIN MEDICAL INSTRUMENTS LLC |  | VIOL | VIOL | 100150466 | [22 empty] | TIP | DERMATOLOGY | [10 empty] | LASER SCARLET |  |  | DISPOSABLE |  |  | URL NOT FOUND | [7 empty] | QC Completed | ok
ESI | 006 |  | PUS | CAT NO. NOT FOUND |  | DBT | PUS | ABC | Data Enrichment | ABC | [11 empty] | NMC | 807144 | 35046 | 2512400641 | 35046_2512400641 | Med-Surg Consumable | FACE COLLAGEN BOOSTER INFUSION 2ML X 15's | - | VIORA | - | DUBIMED MEDICAL SUPPLIES TRADING L.L.C | - | - | BOX | - | 1200 | CONSUMABLES | - | - | - | - | - | - | - | - | - | - | Purchased Item | Y | Y | Y | Y | 2 | 4 | - | - | - | Y | - | - | Finished Good | Active | - | FG | 2 | Y | Y | Y | - | - | - | - | - | Y | - | - | N | - | - | - | DUBIMED MEDICAL SUPPLIES TRADING L.L.C | DUBIMED MEDICAL SUPPLIES TRADING L.L.C |  | VIORA | VIORA |  |  |  |  | EA | 1 | BX | 15 | [16 empty] | DERMATOLOGY | [7 empty] | 2ML |  |  | FACE COLLAGEN BOOSTER INFUSION | [5 empty] | X | [7 empty] | QC Completed | ok
ESI | 006 |  | PUS | CAT NO. NOT FOUND |  | DBT | PUS | ABC | Data Enrichment | ABC | [11 empty] | NMC | 807145 | 35047 | 2512400642 | 35047_2512400642 | Med-Surg Consumable | FACE ANTI WRINKLES AND LIFTING INFUSION 2ML X 15's | - | VIORA | - | DUBIMED MEDICAL SUPPLIES TRADING L.L.C | - | - | BOX | - | 1200 | CONSUMABLES | - | - | - | - | - | - | - | - | - | - | Purchased Item | Y | Y | Y | Y | 2 | 4 | - | - | - | Y | - | - | Finished Good | Active | - | FG | 2 | Y | Y | N | - | - | - | - | - | Y | - | - | N | - | - | - | DUBIMED MEDICAL SUPPLIES TRADING L.L.C | DUBIMED MEDICAL SUPPLIES TRADING L.L.C |  | VIORA | VIORA |  |  |  |  | EA | 1 | BX | 15 | [16 empty] | DERMATOLOGY | [7 empty] | 2ML |  |  | FACE ANTI WRINKLES AND LIFTING INFUSION | [5 empty] | X | [7 empty] | QC Completed | ok
ESI | 006 |  | PUS | CAT NO. NOT FOUND |  | DBT | PUS | ABC | Data Enrichment | ABC | [11 empty] | NMC | 807146 | 35048 | 2512400643 | 35048_2512400643 | Med-Surg Consumable | BODY SKIN FIRM ANTI WRINKLES AND FIRMING 5ML X 6's | - | VIORA | - | DUBIMED MEDICAL SUPPLIES TRADING L.L.C | - | - | BOX | - | 1200 | CONSUMABLES | - | - | - | - | - | - | - | - | - | - | Purchased Item | Y | Y | Y | Y | 2 | 4 | - | - | - | Y | - | - | Finished Good | Active | - | FG | 2 | Y | Y | Y | - | - | - | - | - | Y | - | - | N | - | - | - | DUBIMED MEDICAL SUPPLIES TRADING L.L.C | DUBIMED MEDICAL SUPPLIES TRADING L.L.C |  | VIORA | VIORA |  |  |  |  | EA | 1 | BX | 6 | [16 empty] | DERMATOLOGY | [7 empty] | 5ML |  |  | BODY SKIN FIRM, ANTI WRINKLES AND FIRMING | [5 empty] | X | [7 empty] | QC Completed | ok
ESI | 006 |  | PUS | UNSOURCED |  | DBT | PUS | ABC | Data Enrichment | ABC | [11 empty] | NMC | 807147 | 35049 | 2421402844 | 35049_2421402844 | Med-Surg Consumable | TIP NEEDLE DERMATOLOGY V-VR DESINGED FOR V-VR HP 12's | - | VIORA | V-VR | DUBIMED MEDICAL SUPPLIES TRADING L.L.C | - | - | BOX | - | 10800 | CONSUMABLES | - | - | - | - | - | - | - | - | - | - | Purchased Item | Y | Y | Y | Y | 2 | 4 | - | - | - | Y | - | - | Finished Good | Active | - | FG | 2 | Y | Y | N | - | - | - | - | - | Y | - | - | N | - | - | - | DUBIMED MEDICAL SUPPLIES TRADING L.L.C | DUBIMED MEDICAL SUPPLIES TRADING L.L.C |  | VIORA | VIORA | V-VR |  |  |  | EA | 1 | BX | 12 | [15 empty] | TIP | DERMATOLOGY | [10 empty] | NEEDLE, DESINGED FOR V-VR HP | [5 empty] | URL NOT FOUND | [7 empty] | QC Completed | ok
ESI | 006 |  | PUS | CAT NO. NOT FOUND |  | PKG FRM INPUT | PUS | ABC | Data Enrichment | ABC | [11 empty] | NMC | 807148 | 35059 | 2422911199 | 35059_2422911199 | Med-Surg Consumable | HUMAN CORNEA TISSUE EACH | - | VISION SHARE | - | VISION SHARE | - | - | EA | - | 8816 | CONSUMABLES | - | - | - | - | - | - | - | - | - | - | Purchased Item | Y | Y | Y | Y | 2 | 4 | - | - | - | Y | - | - | Finished Good | Active | - | FG | 2 | Y | Y | N | - | - | - | - | - | Y | - | - | N | - | - | - | VISION SHARE | VISION SHARE |  | VISION SHARE | VISION SHARE |  |  |  |  | EA | 1 | [12 empty] | 42295505 Ophthalmic implants |  |  |  |  | GRAFT | OPHTHALMIC |  | HUMAN CORNEA TISSUE | [14 empty] | X | [7 empty] | QC Completed | ok
ESI | 006 |  | PUS | SOURCED |  | PKG FRM INPUT | PUS | ABC | Data Enrichment | ABC | [11 empty] | NMC | 807152 | 35097 | 2422701457 | 35097_2422701457 | Med-Surg Consumable | FILTER BACTERIAL/VIRAL 28501 ECO BVF FOR OFFICE SPIROMETER 100's | - | VITALOGRAPH LTD | 28501 | MDC CARE MEDICAL TRADING LLC | - | - | BOX | - | 275 | CONSUMABLES | - | - | - | - | - | - | - | - | - | - | Purchased Item | Y | Y | Y | Y | 2 | 4 | - | - | - | Y | - | - | Finished Good | Active | - | FG | 2 | Y | Y | N | - | - | - | - | - | Y | - | - | N | - | - | - | MDC CARE MEDICAL TRADING LLC | MDC CARE MEDICAL TRADING LLC |  | VITALOGRAPH | VITALOGRAPH | 28501 |  |  |  | EA | 1 | BX | 100 | [10 empty] | 42272219 Ventilator heat or moisture exchangers or filters |  |  |  |  | FILTER | BACTERIAL/VIRAL | ECO BVF | [9 empty] | TRANSLUCENT, FOR OFFICE SPIROMETER | [5 empty] | https://vitalograph.com/product/translucent-bvf-bacterial-viral-filter-28501/ | [7 empty] | QC Completed | ok
ESI | 006 |  | PUS | SOURCED |  | OK | PUS | ABC | Data Enrichment | ABC | [11 empty] | NMC | 807153 | 35098 | 2422702199 | 35098_2422702199 | Med-Surg Consumable | ADAPTER 29805 MY PEF FOR PEAK FLOW METER | - | VITALOGRAPH LTD | 29805 | MDC CARE MEDICAL TRADING LLC | - | - | Each | - | 2.25 | CONSUMABLES | - | - | - | - | - | - | - | - | - | - | Purchased Item | Y | Y | Y | Y | 2 | 4 | - | - | - | Y | - | - | Finished Good | Active | - | FG | 2 | Y | Y | Y | - | - | - | - | - | Y | - | - | N | - | - | - | MDC CARE MEDICAL TRADING LLC | MDC CARE MEDICAL TRADING LLC |  | VITALOGRAPH | VITALOGRAPH | 29805 | [17 empty] | 42271643 Spirometry peak flow meters |  |  |  |  | ADAPTER | PEAKFLOW | MYPEF | [9 empty] | FOR PEAK FLOW METER | [5 empty] | https://vitalograph.com/product/adaptor-for-mypef/ | [7 empty] | QC Completed | ok
ESI | 006 |  | PUS | SOURCED |  | OK | PUS | ABC | Data Enrichment | ABC | [11 empty] | NMC | 807154 | 35100 | 2422702198 | 35100_2422702198 | Med-Surg Consumable | FLOWMETER PEAK 43900 MYPEF OVAL MOUTH AND DUST COVER | - | VITALOGRAPH LTD | 43900 | MDC CARE MEDICAL TRADING LLC | - | - | Each | - | 65 | CONSUMABLES | - | - | - | - | - | - | - | - | - | - | Purchased Item | Y | Y | Y | Y | 2 | 4 | - | - | - | Y | - | - | Finished Good | Active | - | FG | 2 | Y | Y | Y | - | - | - | - | - | Y | - | - | N | - | - | - | MDC CARE MEDICAL TRADING LLC | MDC CARE MEDICAL TRADING LLC |  | VITALOGRAPH | VITALOGRAPH | 43900 | [17 empty] | 42271604 Peak flowmeters |  |  |  |  | FLOWMETER | PEAKFLOW | MYPEF | PLASTIC |  |  |  | 23X56X138MM |  |  |  |  | OVAL MOUTH AND DUST COVER |  |  | REUSABLE |  |  | https://vitalograph.com/product/mypef/ | [7 empty] | QC Completed | ok
ESI | 006 |  | PUS | SOURCED |  | OK | PUS | ABC | Data Enrichment | ABC | [11 empty] | NMC | 807163 | 35109 | 2422923631 | 35109_2422923631 | Med-Surg Consumable | CRYPTO GIARDIA KIT C+ 7455035-6 MFR: VITASAY -SPAIN | - | VITASSAY | VITASSAY | GLOBAL MEDICAL SURG. EQPT.TRDG | - | - | KIT | - | 750 | CONSUMABLES | - | - | - | - | - | - | - | - | - | - | Purchased Item | Y | Y | Y | Y | 2 | 4 | - | - | - | Y | - | - | Finished Good | Active | - | FG | 2 | Y | Y | Y | - | - | - | - | - | Y | - | - | N | - | - | - | GLOBAL MEDICAL SURG. EQPT.TRDG | GLOBAL MEDICAL SURG. EQPT.TRDG |  | VITASSAY | VITASSAY | 7455035-6 | [17 empty] | 41116205 Rapid test kits |  |  |  |  | KIT | RAPID TEST |  | CRYPTO + GIARDIA | [14 empty] | https://vitassay.com/wp-content/uploads/2023/04/Catalogue-Vitassay-Apr23-EN.pdf | [7 empty] | QC Completed | ok
ESI | 006 |  | PUS | SOURCED |  | OK | PUS | ABC | Data Enrichment | ABC | [11 empty] | NMC | 807165 | 35111 | 2411000953 | 35111_2411000953 | Med-Surg Consumable | KIT VITRIFICATION 14406 RAPID-I VITRIFICATION STRAW ASEPTIC AND CLOSED SYSTEM 20's | - | VITROLIFE | 14406 | LAMDATECH FOR MEDICAL AND LABORATORY EQUIPMENT LLC | - | - | BOX | - | 2100 | CONSUMABLES | - | - | - | - | - | - | - | - | - | - | Purchased Item | Y | Y | Y | Y | 2 | 4 | - | - | - | Y | - | - | Finished Good | Active | - | FG | 2 | Y | Y | Y | - | - | - | - | - | Y | - | - | N | - | - | - | LAMDATECH FOR MEDICAL AND LABORATORY EQUIPMENT LLC | LAMDATECH FOR MEDICAL AND LABORATORY EQUIPMENT LLC |  | VITROLIFE | VITROLIFE | 14406 |  |  |  | EA | 1 | BX | 20 | [10 empty] | 41116205 Rapid test kits |  |  |  |  | KIT | RAPID TEST | RAPID-I | [9 empty] | TRANSPARENT, VITRIFICATION, STRAW, ASEPTIC AND CLOSED SYSTEM | [5 empty] | https://www.vitrolife.com/products/cryopreservation/rapid-i-vitrification-system/ | [7 empty] | QC Completed | ok
ESI | 006 |  | PUS | SOURCED |  | OK | PUS | ABC | Data Enrichment | ABC | [11 empty] | NMC | 807166 | 35112 | 2421401802 | 35112_2421401802 | Med-Surg Consumable | DISH CULTURE 16003 MICRO-DROPLET EMBRYO 12-WELL 400's | - | VITROLIFE | 16003 | LAMBDATECH | - | - | PKT | - | 1890 | CONSUMABLES | - | - | - | - | - | - | - | - | - | - | Purchased Item | Y | Y | Y | Y | 2 | 4 | - | - | - | Y | - | - | Finished Good | Active | - | FG | 2 | Y | Y | N | - | - | - | - | - | Y | - | - | N | - | - | - | LAMBDATECH | LAMBDATECH |  | VITROLIFE | VITROLIFE | 16003 |  |  |  | EA | 1 | CA | 400 | [10 empty] | 41122107 Tissue culture coated plates or dishes or inserts |  |  |  |  | DISH | CULTURE | [10 empty] | MICRO-DROPLET, EMBRYO, 12 WELL | [5 empty] | https://www.vitrolife.com/products/labware/dishes/ | [7 empty] | QC Completed | ok
ESI | 006 |  | PUS | SOURCED |  | OK | PUS | ABC | Data Enrichment | ABC | [11 empty] | NMC | 807167 | 35114 | 2421402910 | 35114_2421402910 | Med-Surg Consumable | CHAMBER CELL COUNTING 15423 MICROCELL 2 CHAMBER DEPTH 20 DISPOSABLE BX/24 | - | VITROLIFE | 15423 | LAMDATECH FOR MEDICAL AND LABORATORY EQUIPMENT LLC | - | - | EA | - | 28.333 | CONSUMABLES | - | - | - | - | - | - | - | - | - | - | Purchased Item | Y | Y | Y | Y | 2 | 4 | - | - | - | Y | - | - | Finished Good | Active | - | FG | 2 | Y | Y | N | - | - | - | - | - | Y | - | - | N | - | - | - | LAMDATECH FOR MEDICAL AND LABORATORY EQUIPMENT LLC | LAMDATECH FOR MEDICAL AND LABORATORY EQUIPMENT LLC |  | VITROLIFE | VITROLIFE | 15423 |  |  |  | EA | 1 | PK | 24 | [10 empty] | 41131903 Manual blood cell counting device |  |  |  |  | CHAMBER | CELL COUNTING | [10 empty] | MICROCELL, 2 CHAMBER, DEPTH 20 |  |  | DISPOSABLE |  |  | https://www.vitrolife.com/products/sperm-processing/microcell--accessories/ | [7 empty] | QC Completed | ok
ESI | 006 |  | PUS | SOURCED |  | PKG FRM INPUT | PUS | ABC | Data Enrichment | ABC | [11 empty] | NMC | 807168 | 35116 | 2421401751 | 35116_2421401751 | Med-Surg Consumable | DISH CULTURE FT-S-ES-D EMBRYOSLIDE STERILE DISPOSABLE 50's | - | VITROLIFE | FT-S-ES-D | LAMDATECH FOR MEDICAL AND LABORATORY EQUIPMENT LLC | - | - | PKT | - | 5000 | CONSUMABLES | - | - | - | - | - | - | - | - | - | - | Purchased Item | Y | Y | Y | Y | 2 | 4 | - | - | - | Y | - | - | Finished Good | Active | - | FG | 2 | Y | Y | N | - | - | - | - | - | Y | - | - | N | - | - | - | LAMDATECH FOR MEDICAL AND LABORATORY EQUIPMENT LLC | LAMDATECH FOR MEDICAL AND LABORATORY EQUIPMENT LLC |  | VITROLIFE | VITROLIFE | FT-S-ES-D |  |  |  | EA | 1 | PK | 50 | [10 empty] | 41122107 Tissue culture coated plates or dishes or inserts |  |  |  |  | DISH | CULTURE | EMBRYOSLIDE | [10 empty] | STERILE |  | DISPOSABLE |  |  | https://www.vitrolife.com/globalassets/support-documents/package-inserts/pi_embryoslide_culture_dishes_cn-zh.pdf | [7 empty] | QC Completed | ok
ESI | 006 |  | PUS | SOURCED |  | DBT | PUS | ABC | Data Enrichment | ABC | [11 empty] | NMC | 807177 | 35126 | 2411104378 | 35126_2411104378 | Med-Surg Consumable | SOLUTION SPERM V-SFM-12 FREEZING MEDIUM VITROMED 4 X 12ML | - | VITROMED | V-SFM-12 | REPROLAB SUPPLIES LLC | - | - | Each | - | 420 | CONSUMABLES | - | - | - | - | - | - | - | - | - | - | Purchased Item | Y | Y | Y | Y | 2 | 4 | - | - | - | Y | - | - | Finished Good | Active | - | FG | 2 | Y | Y | N | - | - | - | - | - | Y | - | - | N | - | - | - | REPROLAB SUPPLIES LLC | REPROLAB SUPPLIES LLC |  | VITROMED | VITROMED | V-SFM-12 | [22 empty] | MEDIUM | SPERM FREEZING | V-SPERM | [6 empty] | 12ML | [8 empty] | https://www.vitromed.com/wp-content/uploads/CoA_806M0601.pdf, https://www.vitromed.com/product/sperm-freeze/ | [7 empty] | QC Completed | ok
ESI | 006 |  | PUS | SOURCED |  | OK | PUS | ABC | Data Enrichment | ABC | [11 empty] | NMC | 807179 | 35128 | 2421402838 | 35128_2421402838 | Med-Surg Consumable | SYRINGE MEDICAL V-TRI VITROMED TRANSIN ET 1ML 100's | - | VITROMED | V-TRI | REPROLAB SUPPLIES LLC | - | - | BOX | - | 420 | CONSUMABLES | - | - | - | - | - | - | - | - | - | - | Purchased Item | Y | Y | Y | Y | 2 | 4 | - | - | - | Y | - | - | Finished Good | Active | - | FG | 2 | Y | Y | N | - | - | - | - | - | Y | - | - | N | - | - | - | REPROLAB SUPPLIES LLC | REPROLAB SUPPLIES LLC |  | VITROMED | VITROMED | V-TRI-ET |  |  |  | EA | 1 | BX | 100 | [10 empty] | 42142609 Medical syringes with needle |  |  |  |  | SYRINGE | MEDICAL | V-TRANSIN | [6 empty] | 1ML |  |  | EMBRYO TRANSFER |  | LATEX FREE |  |  |  | https://www.vitromed.com/wp-content/uploads/VITROMED-Catalogue.pdf | [7 empty] | QC Completed | ok
ESI | 006 |  | PUS | SOURCED |  | OK | PUS | ABC | Data Enrichment | ABC | [11 empty] | NMC | 807202 | 35155 | 2421800567 | 35155_2421800567 | Med-Surg Consumable | EARTIP FOAM ER3-14A L14 MM REGULAR YELLOW DISPOSABLE FOR ER3-A INSERT EARPHONE 50's | - | VIVOSONIC | ER3-14A | AL SHOMOUKH TRADING FOR TECHNICAL & MEDICAL SUPPLIES | - | - | BOX | - | 276 | CONSUMABLES | - | - | - | - | - | - | - | - | - | - | Purchased Item | Y | Y | Y | Y | 2 | 4 | - | - | - | Y | - | - | Finished Good | Active | - | FG | 2 | Y | Y | N | - | - | - | - | - | Y | - | - | N | - | - | - | AL SHOMOUKH TRADING FOR TECHNICAL & MEDICAL SUPPLIES | AL SHOMOUKH TRADING FOR TECHNICAL & MEDICAL SUPPLIES |  | VIVOSONIC | VIVOSONIC | ER3-14A |  |  |  | EA | 1 | PK | 50 | [10 empty] | 42182426 Audiometer accessories |  |  |  |  | EARTIP | AUDIOMETER |  | FOAM |  |  | REGULAR | 14MM |  |  |  |  | FOR ER3-A INSERT EARPHONE |  |  | DISPOSABLE | YELLOW |  | https://vivosonic.com/product/disposable-foam-ear-tips-er-3a-insert-earphone-regular-13-mm-yellow-50pack/ | [7 empty] | QC Completed | ok
ESI | 006 |  | PUS | SOURCED |  | OK | PUS | ABC | Data Enrichment | ABC | [11 empty] | NMC | 807203 | 35156 | 2421800812 | 35156_2421800812 | Med-Surg Consumable | EARTIP FOAM ER3-14B L10 MM DISPOSABLE FOR ER3-A INSERT EARPHONE 50's | - | VIVOSONIC | ER3-14B | AL SHOMOUKH TRADING FOR TECHNICAL & MEDICAL SUPPLIES | - | - | BOX | - | 276 | CONSUMABLES | - | - | - | - | - | - | - | - | - | - | Purchased Item | Y | Y | Y | Y | 2 | 4 | - | - | - | Y | - | - | Finished Good | Active | - | FG | 2 | Y | Y | N | - | - | - | - | - | Y | - | - | N | - | - | - | AL SHOMOUKH TRADING FOR TECHNICAL & MEDICAL SUPPLIES | AL SHOMOUKH TRADING FOR TECHNICAL & MEDICAL SUPPLIES |  | VIVOSONIC | VIVOSONIC | ER3-14B |  |  |  | EA | 1 | PK | 50 | [10 empty] | 42182426 Audiometer accessories |  |  |  |  | EARTIP | AUDIOMETER |  | FOAM |  |  |  | 10MM |  |  |  |  | FOR ER3-A INSERT EARPHONE |  |  | DISPOSABLE | BEIGE |  | https://vivosonic.com/product/disposable-foam-ear-tips-er-3a-insert-earphone-baby-10-mm-beige-50pack/ | [7 empty] | QC Completed | ok
ESI | 006 |  | PUS | SOURCED |  | OK | PUS | ABC | Data Enrichment | ABC | [11 empty] | NMC | 807204 | 35157 | 2421800890 | 35157_2421800890 | Med-Surg Consumable | EARTIP FOAM ER3-26A TIPTRODE L13 MM REGULAR DISPOSABLE 20's | - | VIVOSONIC | ER3-26A | AL SHOMOUKH TRADING FOR TECHNICAL & MEDICAL SUPPLIES | - | - | BOX | - | 603 | CONSUMABLES | - | - | - | - | - | - | - | - | - | - | Purchased Item | Y | Y | Y | Y | 2 | 4 | - | - | - | Y | - | - | Finished Good | Active | - | FG | 2 | Y | Y | Y | - | - | - | - | - | Y | - | - | N | - | - | - | AL SHOMOUKH TRADING FOR TECHNICAL & MEDICAL SUPPLIES | AL SHOMOUKH TRADING FOR TECHNICAL & MEDICAL SUPPLIES |  | VIVOSONIC | VIVOSONIC | ER3-26A |  |  |  | EA | 1 | PK | 20 | [10 empty] | 42182426 Audiometer accessories |  |  |  |  | EARTIP | AUDIOMETER | TIPTRODE | FOAM |  |  | REGULAR | 13MM |  |  |  |  | ELECTRODE, FOR USE WITH ER3-60 |  |  | DISPOSABLE |  |  | https://vivosonic.com/product/tiptrode-electrode-ear-tips-ecochg-use-er3-60-regular-13-mm-20pack/ | [7 empty] | QC Completed | ok
ESI | 006 |  | PUS | SOURCED |  | OK | PUS | ABC | Data Enrichment | ABC | [11 empty] | NMC | 807205 | 35158 | 2421800813 | 35158_2421800813 | Med-Surg Consumable | EARTIP FOAM ER3-26B L10 MM TIPTRODE DISPOSABLE 20's | - | VIVOSONIC | VIVOSONIC | AL SHOMOUKH TRADING FOR TECHNICAL & MEDICAL SUPPLIES | - | - | BOX | - | 603 | CONSUMABLES | - | - | - | - | - | - | - | - | - | - | Purchased Item | Y | Y | Y | Y | 2 | 4 | - | - | - | Y | - | - | Finished Good | Active | - | FG | 2 | Y | Y | N | - | - | - | - | - | Y | - | - | N | - | - | - | AL SHOMOUKH TRADING FOR TECHNICAL & MEDICAL SUPPLIES | AL SHOMOUKH TRADING FOR TECHNICAL & MEDICAL SUPPLIES |  | VIVOSONIC | VIVOSONIC | ER3-26B |  |  |  | EA | 1 | PK | 20 | [10 empty] | 42182426 Audiometer accessories |  |  |  |  | EARTIP | AUDIOMETER | TIPTRODE | FOAM | BABY |  |  | 10MM |  |  |  |  | ELECTRODE, FOR USE WITH ER3-60 |  |  | DISPOSABLE |  |  | https://vivosonic.com/product/tiptrode-electrode-ear-tips-ecochg-use-er3-60-baby-10-mm-20pack/ | [7 empty] | QC Completed | ok
ESI | 006 |  | PUS | THIRD PARTY |  | PKG FRM INPUT | PUS | ABC | Data Enrichment | ABC | [11 empty] | NMC | 807206 | 35159 | 2422911193 | 35159_2422911193 | Med-Surg Consumable | OBSIDIAN RFT GM 740 REGENERATIVE FISTULA TREATMENT EACH | - | VIVOSTAT | GM 740 | AL ROWAIS MEDICAL EQUIPMENT | - | - | EA | - | 5350 | CONSUMABLES | - | - | - | - | - | - | - | - | - | - | Purchased Item | Y | Y | Y | Y | 2 | 4 | - | - | - | Y | - | - | Finished Good | Active | - | FG | 2 | Y | Y | N | - | - | - | - | - | Y | - | - | N | - | - | - | AL ROWAIS MEDICAL EQUIPMENT | AL ROWAIS MEDICAL EQUIPMENT |  | VIVOSTAT | VIVOSTAT | GM 740 |  |  |  | EA | 1 | [12 empty] | 42203407 Angiography contrast medium delivery sets |  |  |  |  | SET | DELIVERY | OBSIDIAN RFT | [9 empty] | ENDO, STRAIGHT , REGENERATIVE FISTULA TREATMENT | [5 empty] | https://fsca.swissmedic.ch/mep/api/publications/Vk_20201113_17/documents/1 | [7 empty] | QC Completed | ok
ESI | 006 |  | PUS | SOURCED |  | OK | PUS | ABC | Data Enrichment | ABC | [11 empty] | NMC | 807208 | 35184 | 2422924385 | 35184_2422924385 | Med-Surg Consumable | PAPANICOLAOUS STAIN OG6 1L # 350105X OR 350405X MFR: GURR, VWR CHEMICALS | - | VWR/PROLABO/BDH | VWR/PROLABO/BDH | BDH MIDDLE EAST LLC | - | - | Each | - | 225 | CONSUMABLES | - | - | - | - | - | - | - | - | - | - | Purchased Item | Y | Y | Y | Y | 2 | 4 | - | - | - | Y | - | - | Finished Good | Active | - | FG | 2 | Y | Y | N | - | - | - | - | - | Y | - | - | N | - | - | - | BDH MIDDLE EAST LLC | BDH MIDDLE EAST LLC |  | VWR | VWR | 350405X | [17 empty] | 41116130 Microbiology or bacteriology reagents or solutions or stains |  |  |  |  | STAIN | MICROBIOLOGY | GURR | PAPANICOLAOU'S ORANGE G | [5 empty] | 1LT |  |  | FOR MICROSCOPICAL STAINING | [5 empty] | https://ie.vwr.com/store/product/26596592/papanicolaou-s-orange-g-solution-og-6-gurrtm-for-microscopical-staining | [7 empty] | QC Completed | ok
ESI | 006 |  | PUS | SOURCED |  | OK | PUS | ABC | Data Enrichment | ABC | [11 empty] | NMC | 807211 | 35188 | 2422701766 | 35188_2422701766 | Med-Surg Consumable | CIRCUIT BREATHING 11744-850K 3100B FLEXIBLE MR850 HUMIDIFIER WITH HEATED WIRE SET 4's | - | VYAIRE MEDICAL | 11744-850K | VIRTUS TRADING LLC | - | - | BOX | - | 7100 | CONSUMABLES | - | - | - | - | - | - | - | - | - | - | Purchased Item | Y | Y | Y | Y | 2 | 4 | - | - | - | Y | - | - | Finished Good | Active | - | FG | 2 | Y | Y | N | - | - | - | - | - | Y | - | - | N | - | - | - | VIRTUS TRADING LLC | VIRTUS TRADING LLC |  | VYAIRE MEDICAL | VYAIRE MEDICAL | 11744-850K |  |  |  | EA | 1 | BX | 4 | [10 empty] | 42272209 Ventilator circuits |  |  |  |  | CIRCUIT | BREATHING | [10 empty] | FLEXIBLE, HUMIDIFIER, WITH HEATED WIRE SET | [5 empty] | https://care.vyaire.com/img/VYR-US-2100246-3100A_3100B-Circuit-Accessories-Guide-with-Pictures_FINAL-3.pdf | [7 empty] | QC Completed | ok
ESI | 006 |  | PUS | UNSOURCED |  | OK | PUS | ABC | Data Enrichment | ABC | [11 empty] | NMC | 807212 | 35197 | 2422200262 | 35197_2422200262 | Med-Surg Consumable | TRAY TRANSFUSION 275.00 EXCHANGE LATEX FREE WITH ALL STD CONTENTS | - | VYGON | 275 | T ARKAK MIDDLE EAST | - | - | SET | - | 385 | CONSUMABLES | - | - | - | - | - | - | - | - | - | - | Purchased Item | Y | Y | Y | Y | 2 | 4 | - | - | - | Y | - | - | Finished Good | Active | - | FG | 2 | Y | Y | N | - | - | - | - | - | Y | - | - | N | - | - | - | T ARKAK MIDDLE EAST | T ARKAK MIDDLE EAST |  | VYGON | VYGON | 275 | [17 empty] | 42294927 Endoscopic instrument packs or trays or kits |  |  |  |  | TRAY | TRANSFUSION | [10 empty] | EXCHANGE, WITH ALL STANDARD CONTENTS |  | LATEX FREE |  |  |  | URL NOT FOUND | [7 empty] | QC Completed | ok
ESI | 006 |  | PUS | UNSOURCED |  | OK | PUS | ABC | Data Enrichment | ABC | [11 empty] | NMC | 807214 | 35202 | 2421401350 | 35202_2421401350 | Med-Surg Consumable | SET SUCTION 536.20 MUCUS EXTRACTOR DURING BRONCHOSCOPY 70ML 15's | - | VYGON | 536.2 | ARKAK MIDDLE EAST | - | - | BOX | - | 420 | CONSUMABLES | - | - | - | - | - | - | - | - | - | - | Purchased Item | Y | Y | Y | Y | 2 | 4 | - | - | - | Y | - | - | Finished Good | Active | - | FG | 2 | Y | Y | N | - | - | - | - | - | Y | - | - | N | - | - | - | ARKAK MIDDLE EAST | ARKAK MIDDLE EAST |  | VYGON | VYGON | 536.2 |  |  |  | EA | 1 | BX | 15 | [10 empty] | 42293515 Medical or surgical suction tubings |  |  |  |  | SET | SUCTION | [7 empty] | 70ML |  |  | MUCUS EXTRACTOR DURING BRONCHOSCOPY | [5 empty] | URL NOT FOUND | [7 empty] | QC Completed | ok
ESI | 006 |  | PUS | SOURCED |  | OK | PUS | ABC | Data Enrichment | ABC | [11 empty] | NMC | 807215 | 35205 | 2422905037 | 35205_2422905037 | Med-Surg Consumable | TRAY THORACIC DRAINAGE 639.08 COMPLETE PAEDIATRIC | - | VYGON | 639.08 | T ARKAK MIDDLE EAST | - | - | Each | - | 365 | CONSUMABLES | - | - | - | - | - | - | - | - | - | - | Purchased Item | Y | Y | Y | Y | 2 | 4 | - | - | - | Y | - | - | Finished Good | Active | - | FG | 2 | Y | Y | N | - | - | - | - | - | Y | - | - | N | - | - | - | T ARKAK MIDDLE EAST | T ARKAK MIDDLE EAST |  | VYGON | VYGON | 639.08 | [17 empty] | 42271907 Respiratory aspirator products |  |  |  |  | TRAY | RESPIRATORY |  |  | PAEDIATRIC | [7 empty] | COMPLETE, FOR THORACIC DRAINAGE | [5 empty] | https://www.vygon.com/en/products/respiratory/neonatology-pediatrics/thoracic-drainage/complete-tray-thoracic-drainage | [7 empty] | QC Completed | ok
ESI | 006 |  | PUS | THIRD PARTY |  | OK | PUS | ABC | Data Enrichment | ABC | [11 empty] | NMC | 807218 | 35217 | 2421401258 | 35217_2421401258 | Med-Surg Consumable | NEEDLE INTRODUCER 7366.510 BREAKAWAY OD24 G X L19 MM 25's | - | VYGON | 7366.51 | T ARKAK MIDDLE EAST | - | - | BOX | - | 1500 | CONSUMABLES | - | - | - | - | - | - | - | - | - | - | Purchased Item | Y | Y | Y | Y | 2 | 4 | - | - | - | Y | - | - | Finished Good | Active | - | FG | 2 | Y | Y | N | - | - | - | - | - | Y | - | - | N | - | - | - | T ARKAK MIDDLE EAST | T ARKAK MIDDLE EAST |  | VYGON | VYGON | 7366.51 |  |  |  | EA | 1 | BX | 25 | [10 empty] | 42272006 Introducers |  |  |  |  | INTRODUCER | NEEDLE | [5 empty] | 24GAX19MM |  |  |  |  | BREAKAWAY, FOR USE WITH PREMICATH NUTRILINE AND PICC LINES | [5 empty] | https://www.science-equip.co.uk/index.php?route=product/product&product_id=1733 | [7 empty] | QC Completed | ok
ESI | 006 |  | PUS | SOURCED |  | OK | PUS | ABC | Data Enrichment | ABC | [11 empty] | NMC | 807220 | 35229 | 2422921231 | 35229_2422921231 | Med-Surg Consumable | REF#841.364 NEEDLE FREE CONNECTOR TRIPLE LUMEN OCTOPUS***MFG:VYGON FRANCE | - | VYGON | VYGON | ARKAK MIDDLE EAST | - | - | BOX | - | 187.5 | CONSUMABLES | - | - | - | - | - | - | - | - | - | - | Purchased Item | Y | Y | Y | Y | 2 | 4 | - | - | - | Y | - | - | Finished Good | Active | - | FG | 2 | Y | Y | N | - | - | - | - | - | Y | - | - | N | - | - | - | ARKAK MIDDLE EAST | ARKAK MIDDLE EAST |  | VYGON | VYGON | 841.364 | [17 empty] | 42221603 Intravenous or arterial extension tubing |  |  |  |  | TUBING | INTRAVENOUS | OCTOPUS | [9 empty] | 3 LUMEN, NEEDLE FREE CONNECTOR | [5 empty] | https://www.vygon.com/en/products/vascular/iv-accessories/single-multi-lumen-extension-lines-uni-bidirectional-valves/octopus-bionector-1-5-lumen | [7 empty] | QC Completed | ok
ESI | 006 |  | PUS | THIRD PARTY |  | PKG FRM INPUT | PUS | ABC | Data Enrichment | ABC | [11 empty] | NMC | 807224 | 35233 | 2421502547 | 35233_2421502547 | Med-Surg Consumable | TUBE SPRAY WH-4363600 L2.2 M FOR IMPLANTMED DISPOSABLE 6's | - | W & H | WH-4363600 | PRIME MEDICAL SUPPLIES EST. | - | - | BOX | - | 285 | CONSUMABLES | - | - | - | - | - | - | - | - | - | - | Purchased Item | Y | Y | Y | Y | 2 | 4 | - | - | - | Y | - | - | Finished Good | Active | - | FG | 2 | Y | Y | N | - | - | - | - | - | Y | - | - | N | - | - | - | PRIME MEDICAL SUPPLIES EST. | PRIME MEDICAL SUPPLIES EST. |  | W & H | W & H | WH-04363600 |  |  |  | EA | 1 | BX | 6 | [10 empty] | 42293509 Surgical irrigation sets |  |  |  |  | TUBING | IRRIGATION | [5 empty] | 2.2MR |  |  |  |  | TUBE SPRAY, FOR IMPLANTMED |  |  | DISPOSABLE |  |  | https://www.thesurgicalroom.ca/w-h-disposable-irrigation-tubing-2-2m-for-implantmed-elcomed-sa-310/wh-04363600 | [7 empty] | QC Completed | ok
ESI | 006 |  | PUS | UNSOURCED |  | PKG FRM INPUT | PUS | ABC | Data Enrichment | ABC | [11 empty] | NMC | 807227 | 35239 | 2422911440 | 35239_2422911440 | Med-Surg Consumable | PROBE EHL P243000SST HIGHLY FLEXIBLE PROXIMAL STIFFENED OD0.8 MM X L3.0M EACH | - | WALZ ELEKTRONIK | P243000SST | FOURMED MEDICAL | - | - | Each | - | 2700 | CONSUMABLES | - | - | - | - | - | - | - | - | - | - | Purchased Item | Y | Y | Y | Y | 2 | 4 | - | - | - | Y | - | - | Finished Good | Active | - | FG | 2 | Y | Y | N | - | - | - | - | - | Y | - | - | N | - | - | - | FOURMED MEDICAL | FOURMED MEDICAL |  | WALZ ELEKTRONIK | WALZ ELEKTRONIK | P243000SST |  |  |  | EA | 1 | [12 empty] | 42292603 Surgical probes or directors |  |  |  |  | PROBE | SURGICAL | [5 empty] | 0.8MMX3MR |  |  |  |  | HIGHLY FLEXIBLE, PROXIMAL, STIFFENED | [5 empty] | URL NOT FOUND | [7 empty] | QC Completed | ok
ESI | 006 |  | PUS | THIRD PARTY |  | OK | PUS | ABC | Data Enrichment | ABC | [11 empty] | NMC | 807228 | 35240 | 2422922356 | 35240_2422922356 | Med-Surg Consumable | POLY PROPERLENE BLUE TRAY BS 5452 (IT3025) MFR:WARWICK SASCO | - | WARWICK SASCO | BS 5452 (IT3025) | NEW AL FARWANIYA SURGICAL | - | - | Each | - | 48 | CONSUMABLES | - | - | - | - | - | - | - | - | - | - | Purchased Item | Y | Y | Y | Y | 2 | 4 | - | - | - | Y | - | - | Finished Good | Active | - | FG | 2 | Y | Y | N | - | - | - | - | - | Y | - | - | N | - | - | - | NEW AL FARWANIYA SURGICAL | NEW AL FARWANIYA SURGICAL |  | WARWICK SASCO | WARWICK SASCO | BS 5452 | [17 empty] | 42281908 Sterilization instrument tray liners |  |  |  |  | TRAY | INSTRUMENT |  | POLYPROPYLENE | [12 empty] | BLUE |  | https://www.sasco.co.uk/product-category/products-by-range/reusable/instrument-trays-re-usable/ | [7 empty] | QC Completed | ok
ESI | 006 |  | PUS | THIRD PARTY |  | OK | PUS | ABC | Data Enrichment | ABC | [11 empty] | NMC | 807229 | 35245 | 2422701655 | 35245_2422701655 | Med-Surg Consumable | HOSE PATIENT SYSTEM WM28483 2M WITH CO2 MEASUREMENT WITH BICHECK FLOW SENSOR FOR MEDUMAT TRANSPORT DISPOSABLE | - | WEINMANN | WM28483 | MEAD MEDICAL SUPPLIES & EQUIPMENT L.L.C | - | - | Each | - | 550 | CONSUMABLES | - | - | - | - | - | - | - | - | - | - | Purchased Item | Y | Y | Y | Y | 2 | 4 | - | - | - | Y | - | - | Finished Good | Active | - | FG | 2 | Y | Y | N | - | - | - | - | - | Y | - | - | N | - | - | - | MEAD MEDICAL SUPPLIES & EQUIPMENT L.L.C | MEAD MEDICAL SUPPLIES & EQUIPMENT L.L.C |  | WEINMANN | WEINMANN | WM 28483 | [17 empty] | 42271715 Medical oxygen tubing or connectors |  |  |  |  | HOSE | OXYGEN | [5 empty] | 2MR |  |  |  |  | PATIENT SYSTEM, WITH CO2 MEASUREMENT, WITH BICHECK FLOW SENSOR, FOR MEDUMAT TRANSPORT |  |  | DISPOSABLE |  |  | http://www.frankshospitalworkshop.com/equipment/documents/ventilators/user_manuals/Weinmann%20Medumat%20Transport%20Emergency%20Ventilator%20-%20User%20manual.pdf | [7 empty] | QC Completed | ok
ESI | 006 |  | PUS | THIRD PARTY |  | OK | PUS | ABC | Data Enrichment | ABC | [11 empty] | NMC | 807230 | 35246 | 2422701654 | 35246_2422701654 | Med-Surg Consumable | HOSE PATIENT SYSTEM WM28690 2M WITH CO2 MEASUREMENT FOR MEDUMAT TRANSPORT DISPOSABLE | - | WEINMANN | WM28690 | MEAD MEDICAL SUPPLIES & EQUIPMENT L.L.C | - | - | Each | - | 220 | CONSUMABLES | - | - | - | - | - | - | - | - | - | - | Purchased Item | Y | Y | Y | Y | 2 | 4 | - | - | - | Y | - | - | Finished Good | Active | - | FG | 2 | Y | Y | Y | - | - | - | - | - | Y | - | - | N | - | - | - | MEAD MEDICAL SUPPLIES & EQUIPMENT L.L.C | MEAD MEDICAL SUPPLIES & EQUIPMENT L.L.C |  | WEINMANN | WEINMANN | WM 28690 | [17 empty] | 42271715 Medical oxygen tubing or connectors |  |  |  |  | HOSE | OXYGEN | [5 empty] | 3MR |  |  |  |  | PATIENT SYSTEM, WITH CO2 MEASUREMENT, WITH BICHECK FLOW SENSOR, FOR MEDUMAT TRANSPORT |  |  | DISPOSABLE |  |  | http://www.frankshospitalworkshop.com/equipment/documents/ventilators/user_manuals/Weinmann%20Medumat%20Transport%20Emergency%20Ventilator%20-%20User%20manual.pdf | [7 empty] | QC Completed | ok
ESI | 006 |  | PUS | THIRD PARTY |  | OK | PUS | ABC | Data Enrichment | ABC | [11 empty] | NMC | 807231 | 35264 | 2S00000954 | 35264_2S00000954 | Med-Surg Consumable | PENLIGHT EXAMINATION 76600 HALOGEN | - | WELCH ALLYN | 76600 | GULF DRUG LLC | - | - | Each | - | 248 | SPAREPART | - | - | - | - | - | - | - | - | - | - | Purchased Item | Y | Y | Y | Y | 2 | 4 | - | - | - | Y | - | - | Finished Good | Active | - | FG | 2 | Y | Y | N | - | - | - | - | - | Y | - | - | N | - | - | - | GULF DRUG LLC | GULF DRUG LLC |  | WELCH ALLYN | WELCH ALLYN | 76600 | [17 empty] | 42182604 Medical exam penlights or flashlights |  |  |  |  | PENLIGHT | EXAMINATION |  | HALOGEN | [12 empty] | WHITE |  | https://lombarthealthcare.com/products/welch-allyn-76600-professional-penlite/ | [7 empty] | QC Completed | ok
ESI | 006 |  | PUS | THIRD PARTY |  | PKG FRM INPUT | PUS | ABC | Data Enrichment | ABC | [11 empty] | NMC | 807232 | 35274 | 2421800796 | 35274_2421800796 | Med-Surg Consumable | COVER PROBE 06000-800 FOR PRO 6000 EAR THERMOMETER 800's | - | WELCH ALLYN | 06000-800 | GULF DRUG LLC | - | - | BOX | - | 230 | CONSUMABLES | - | - | - | - | - | - | - | - | - | - | Purchased Item | Y | Y | Y | Y | 2 | 4 | - | - | - | Y | - | - | Finished Good | Active | - | FG | 2 | Y | Y | N | - | - | - | - | - | Y | - | - | N | - | - | - | GULF DRUG LLC | GULF DRUG LLC |  | WELCH ALLYN | WELCH ALLYN | 06000-800 |  |  |  | EA | 1 | BX | 800 | [10 empty] | 42182205 Medical thermometer tip or probe covers |  |  |  |  | COVER | PROBE | [10 empty] | FOR PRO 6000 EAR THERMOMETER | [5 empty] | https://www.hillrom.com/content/dam/hillrom-aem/us/en/sap-documents/LIT/80024/80024839LITPDF.pdf | [7 empty] | QC Completed | ok
ESI | 006 |  | PUS | UNSOURCED |  | OK | PUS | ABC | Data Enrichment | ABC | [11 empty] | NMC | 807233 | 35275 | 2391000025 | 35275_2391000025 | Med-Surg Consumable | LAMP HALOGEN 06500-U 3.5 V HPX FOR MACROVIEW OTOSCOPE | - | WELCH ALLYN | 06500-U | GULF DRUG LLC | - | - | Each | - | 80 | CONSUMABLES | - | - | - | - | - | - | - | - | - | - | Purchased Item | Y | Y | Y | Y | 2 | 4 | - | - | - | Y | - | - | Finished Good | Active | - | FG | 2 | Y | Y | N | - | - | - | - | - | Y | - | - | N | - | - | - | GULF DRUG LLC | GULF DRUG LLC |  | WELCH ALLYN | WELCH ALLYN | 06500-U | [17 empty] | 39101601 Halogen lamps |  |  |  |  | LAMP | HALOGEN |  |  |  |  | 3.5V | [5 empty] | HPX, FOR MACROVIEW OTOSCOPE | [5 empty] | URL NOT FOUND | [7 empty] | QC Completed | ok
ESI | 006 |  | PUS | THIRD PARTY |  | OK | PUS | ABC | Data Enrichment | ABC | [11 empty] | NMC | 807235 | 35298 | 2421402371 | 35298_2421402371 | Med-Surg Consumable | LINER SUCTION 20-5154-00 BAXTER 1500 CC RED TOP DISPOSALBE 10's | - | WELLS JOHNSON | 20-5154-00 | ALTIUS MED MEDICAL EQUIPMENT TRADING L.L.C | - | - | BOX | - | 725 | CONSUMABLES | - | - | - | - | - | - | - | - | - | - | Purchased Item | Y | Y | Y | Y | 2 | 4 | - | - | - | Y | - | - | Finished Good | Active | - | FG | 2 | Y | Y | N | - | - | - | - | - | Y | - | - | N | - | - | - | ALTIUS MED MEDICAL EQUIPMENT TRADING L.L.C | ALTIUS MED MEDICAL EQUIPMENT TRADING L.L.C |  | WELLS JOHNSON | WELLS JOHNSON | 20-5154-00 |  |  |  | EA | 1 | CA | 10 | [10 empty] | 42293520 Irrigation or suction handpiece or cannula or tip or catheter accessories |  |  |  |  | LINER | SUCTION | [7 empty] | 1500ML |  |  | BAXTER, RED TOP |  |  | DISPOSABLE |  |  | https://shop.wellsgrp.com/product/baxter-liners-2/ | [7 empty] | QC Completed | ok
ESI | 006 |  | PUS | UNSOURCED |  | OK | PUS | ABC | Data Enrichment | ABC | [11 empty] | NMC | 807239 | 35312 | 2422701938 | 35312_2422701938 | Med-Surg Consumable | FILTER HME 21065 PRIMEDIAIR DUAL WITH FOAM | - | WESTMED | WESTMED | ALL CARE MEDICAL SUPPLIES L.L.C | - | - | Each | - | 6 | CONSUMABLES | - | - | - | - | - | - | - | - | - | - | Purchased Item | Y | Y | Y | Y | 2 | 4 | - | - | - | Y | - | - | Finished Good | Active | - | FG | 2 | Y | Y | N | - | - | - | - | - | Y | - | - | N | - | - | - | ALL CARE MEDICAL SUPPLIES L.L.C | ALL CARE MEDICAL SUPPLIES L.L.C |  | WESTMED | WESTMED | 21065 | [17 empty] | 42272219 Ventilator heat or moisture exchangers or filters |  |  |  |  | FILTER | HME | PRIMEDIAIR | [9 empty] | DUAL, WITH FOAM | [5 empty] | URL NOT FOUND | [7 empty] | QC Completed | ok
ESI | 006 |  | PUS | CAT NO. NOT FOUND |  | OK | PUS | ABC | Data Enrichment | ABC | [11 empty] | NMC | 807248 | 35322 | 2421508061 | 35322_2421508061 | Med-Surg Consumable | KIT WHITENING NANO SMILE IN-OFFICE TEETH KIT HYDROGEN PEROXIDE 40% | - | WHITEWASH LABORATORIES | WHITEWASH LABORATORIES | ASTRA CARE COSMETICS TRADING -SOLE PROPRIETORSHIP L.L.C | - | - | KIT | - | 500 | CONSUMABLES | - | - | - | - | - | - | - | - | - | - | Purchased Item | Y | Y | Y | Y | 2 | 4 | - | - | - | Y | - | - | Finished Good | Active | - | FG | 2 | Y | Y | N | - | - | - | - | - | Y | - | - | N | - | - | - | ASTRA CARE COSMETICS TRADING -SOLE PROPRIETORSHIP L.L.C | ASTRA CARE COSMETICS TRADING -SOLE PROPRIETORSHIP L.L.C |  | WHITEWASH LABORATORIES | WHITEWASH LABORATORIES | [18 empty] | 42151506 Tooth whitening or bleaching supplies |  |  |  |  | KIT | WHITENING |  | HYDROGEN PEROXIDE 40% | [8 empty] | NANO SMILE IN-OFFICE TEETH | [5 empty] | X | [7 empty] | QC Completed | ok
ESI | 006 |  | PUS | CAT NO. NOT FOUND |  | OK | PUS | ABC | Data Enrichment | ABC | [11 empty] | NMC | 807249 | 35323 | 2421801232 | 35323_2421801232 | Med-Surg Consumable | HEARING AID WIDEX EVOKE 50 COMPLETLY IN CANAL 100% DIGITAL PROCESSING 4 CHANNELS FOR TWO EARS | - | WIDEX A/S | WIDEX | WIDEX EMIRATES HEARING CARE | - | - | EA | - | 6600 | CONSUMABLES | - | - | - | - | - | - | - | - | - | - | Purchased Item | Y | Y | Y | Y | 2 | 4 | - | - | - | Y | - | - | Finished Good | Active | - | FG | 2 | Y | Y | N | - | - | - | - | - | Y | - | - | N | - | - | - | WIDEX EMIRATES HEARING CARE | WIDEX EMIRATES HEARING CARE |  | WIDEX A/S | WIDEX A/S | [18 empty] | 42295534 Otologic implants |  |  |  |  | AID | HEARING | EVOKE 50 | [9 empty] | COMPLETLY IN CANAL 100% DIGITAL PROCESSING 4 CHANNELS FOR TWO EARS | [5 empty] | X | [7 empty] | QC Completed | ok
ESI | 006 |  | PUS | UNSOURCED |  | DBT | PUS | ABC | Data Enrichment | ABC | [11 empty] | NMC | 807280 | 35404 | 2422906657 | 35404_2422906657 | Med-Surg Consumable | KIT CLEAN OR TURNOVER RTK10068 XODUS INCLUDES EACH TABLE COVER, LIFT SHEET, ARMBOARD COVER, ARMBOARD STRAP AND HEAD POSITIONER COVER | - | XODUS MEDICAL | RTK10068 | GLOBEMED CARE L.L.C | - | - | KIT | - | 11.9 | CONSUMABLES | - | - | - | - | - | - | - | - | - | - | Purchased Item | Y | Y | Y | Y | 2 | 4 | - | - | - | Y | - | - | Finished Good | Active | - | FG | 2 | Y | Y | N | - | - | - | - | - | Y | - | - | N | - | - | - | GLOBEMED CARE L.L.C | GLOBEMED CARE L.L.C |  | XODUS MEDICAL | XODUS MEDICAL | RTK10068 | [17 empty] | 47132100 Cleaning kits |  |  |  |  | KIT | CLEANING | [10 empty] | TURNOVER, INCLUDES EACH TABLE COVER, LIFT SHEET, ARMBOARD COVER, ARMBOARD STRAP AND HEAD POSITIONER COVER | [5 empty] | URL NOT FOUND | [7 empty] | QC Completed | ok
ESI | 006 |  | PUS | CAT NO. NOT FOUND |  | OK | PUS | ABC | Data Enrichment | ABC | [11 empty] | NMC | 807283 | 35407 | 2411105081 | 35407_2411105081 | Med-Surg Consumable | STRIP URINALYSIS TEST U41 URISCAN 11 PARAMETER 100's | - | YD DIAGNOSTICS | - | DUPHARM | - | - | BOX | - | 75 | CONSUMABLES | - | - | - | - | - | - | - | - | - | - | Purchased Item | Y | Y | Y | Y | 2 | 4 | - | - | - | Y | - | - | Finished Good | Active | - | FG | 2 | Y | Y | Y | - | - | - | - | - | Y | - | - | N | - | - | - | DUPHARM | DUPHARM |  | YD DIAGNOSTICS | YD DIAGNOSTICS |  |  |  |  | EA | 1 | BX | 100 | [10 empty] | 41116138 Urinalysis test strips |  |  |  |  | STRIP | URINALYSIS TEST | U41 URISCAN | [9 empty] | 11 PARAMETER | [5 empty] | X | [7 empty] | QC Completed | ok
ESI | 006 |  | NES | unsourced |  |  | NES | ABC | Data Enrichment | ABC | [11 empty] | NMC | 804668 | 25929 | 2512440333 | 25929_2512440333 | Med-Surg Consumable | PROF PURIFYING FACE MASK NIMUE 100 ML#33263 | - | NIMUE | NIMUE SKIN TECHNOLOGY | KALIUM DRUG STORE LLC | - | - | Each | - | 83 | CONSUMABLES | - | - | - | - | - | - | - | - | - | - | - | - | - | - | - | - | - | - | - | - | - | - | - | - | - | - | - | - | - | - | - | - | - | - | - | - | - | - | - | - | - | - | - | KALIUM DRUG STORE LLC | KALIUM DRUG STORE LLC |  | NIMUE SKIN TECHNOLOGY | NIMUE SKIN TECHNOLOGY |  |  |  |  | EA | 1 | [12 empty] | 53131613 Facial care products |  |  |  |  | MASK | FACE | [7 empty] | 100ML |  |  | PURIFYING | [5 empty] | URL NOT FOUND |  | Packaging Validated from Input Description | [5 empty] | QC Completed | ok
ESI | 006 |  | NES | Third Party |  |  | NES | ABC | Data Enrichment | ABC | [11 empty] | NMC | 804670 | 25931 | 2531300764 | 25931_2531300764 | Med-Surg Consumable | MASK COLLAGEN P1041 PROFESSIONAL FACE FILM 10's | - | NIMUE | P1041 | KALIUM DRUG STORE LLC | - | - | BOX | - | 706 | CONSUMABLES | - | - | - | - | - | - | - | - | - | - | - | - | - | - | - | - | - | - | - | - | - | - | - | - | - | - | - | - | - | - | - | - | - | - | - | - | - | - | - | - | - | - | - | KALIUM DRUG STORE LLC | KALIUM DRUG STORE LLC |  | NIMUE SKIN TECHNOLOGY | NIMUE SKIN TECHNOLOGY |  |  |  |  | EA | 1 | BX | 10 | [10 empty] | 51241911 Collagen/elastin/glycerin |  |  |  |  | COLLAGEN | BEAUTY | [10 empty] | PROFESSIONAL FACE FILM | [5 empty] | https://icgroup.dk/da/product/masker/nimue-professional-collagen-face-film |  | Packaging Validated from Input Description | [5 empty] | QC Completed | ok
ESI | 006 |  | NES | sourced |  |  | NES | ABC | Data Enrichment | ABC | [11 empty] | NMC | 804829 | 26209 | 2422905652 | 26209_2422905652 | Med-Surg Consumable | BRUSH CYTOLOGY K10002362/BC-202D-3010 NYLON BRISTLE OD2.0 MM OD3 MM X L10 MM DISPOSABLE 10's | - | OLYMPUS | K10002362/BC-202D-3010 | GULF DRUG LLC | - | - | BOX | - | 789 | CONSUMABLES | - | - | - | - | - | - | - | - | - | - | - | - | - | - | - | - | - | - | - | - | - | - | - | - | - | - | - | - | - | - | - | - | - | - | - | - | - | - | - | - | - | - | - | GULF DRUG LLC | AL MOOSA HEALTHCARE GROUP |  | OLYMPUS AMERICA | OLYMPUS AMERICA |  |  |  |  | EA | 1 | BX | 10 | [10 empty] | 42294907 Endoscopic cytology or microbiology brushes |  |  |  |  | BRUSH | CYTOLOGY |  | NYLON |  |  |  | 1150MM | 3X10MM |  |  |  | BRISTLE |  |  | DISPOSABLE |  |  | https://et-catalog.olympus.eu/productdetails.html?level_1_id=12361&level_2_id=12368&level_3_id=12369&id=1069 |  | Packaging Validated from Input Description | [5 empty] | QC Completed | ok
ESI | 006 |  | NES | sourced |  |  | NES | ABC | Data Enrichment | ABC | [11 empty] | NMC | 804844 | 26228 | 2422923155 | 26228_2422923155 | Med-Surg Consumable | BRUSH CLEANING COMBINATION BW-412T REF# N3640820 BOX/50 OLYMPUS | - | OLYMPUS | N3640820 | GULF DRUG LLC | - | - | BOX | - | 807.5 | CONSUMABLES | - | - | - | - | - | - | - | - | - | - | - | - | - | - | - | - | - | - | - | - | - | - | - | - | - | - | - | - | - | - | - | - | - | - | - | - | - | - | - | - | - | - | - | GULF DRUG LLC | AL MOOSA HEALTHCARE GROUP |  | OLYMPUS AMERICA | OLYMPUS AMERICA |  |  |  |  | EA | 1 | BX | 50 | [10 empty] | 42295017 Endoscope maintenance unit accessories |  |  |  |  | BRUSH | CHANNEL CLEANING | [5 empty] | 2200MM | 2.0 - 4.2 MM |  |  |  | For all Olympus gastrointestinal endoscopes | [5 empty] | https://et-catalog.olympus.eu/products.html?level_1_id=12503&hl=1271 |  | Packaging Validated from Input Description | [5 empty] | QC Completed | ok
ESI | 006 |  | NES | Third Party |  |  | NES | ABC | Data Enrichment | ABC | [11 empty] | NMC | 804887 | 26486 | 2422004094 | 26486_2422004094 | Med-Surg Consumable | SYRINGE FILTER SFPVDF025022S STERILE 0.22MU 25MM | - | OPTIMED | SFPVDF025022S | AL UMNIA MEDICAL LLC | - | - | EA | - | 0 | CONSUMABLES | - | - | - | - | - | - | - | - | - | - | - | - | - | - | - | - | - | - | - | - | - | - | - | - | - | - | - | - | - | - | - | - | - | - | - | - | - | - | - | - | - | - | - | AL UMNIA MEDICAL LLC | AL UMNIA MEDICAL LLC |  | OPTIMED | OPTIMED |  |  |  |  | EA | 1 | [12 empty] | 42142510 Filter needles |  |  |  |  | FILTER | SYRINGE |  |  |  |  | 0.22µm | 25MM | [5 empty] | STERILE |  |  |  |  | https://www.membrane-solutions.com/SFPVDF025022S_parameter.htm |  | Packaging Validated from Input Description | [5 empty] | QC Completed | ok
ESI | 006 |  | NES | sourced |  |  | NES | ABC | Data Enrichment | ABC | [11 empty] | NMC | 804926 | 27403 | 2421505790 | 27403_2421505790 | Med-Surg Consumable | BRUSH OPERATIVE ORO MICRO BRUSH 400's | - | ORO | ORO | AL MARWA MEDICAL EQUIPMENTSTRADING | - | - | BOX | - | 68.4 | CONSUMABLES | - | - | - | - | - | - | - | - | - | - | - | - | - | - | - | - | - | - | - | - | - | - | - | - | - | - | - | - | - | - | - | - | - | - | - | - | - | - | - | - | - | - | - | AL MARWA MEDICAL EQUIPMENTSTRADING | AL MARWA MEDICAL EQUIPMENTSTRADING |  | ORO | ORO |  |  |  |  | EA | 1 | BX | 400 | [10 empty] | 42151900 Dental hygiene and preventive care equipment and supplies |  |  |  |  | TOOTHBRUSH | DENTAL | [10 empty] | MICRO, OPERATIVE | [5 empty] | URL NOT FOUND |  | Packaging Validated from Input Description | [5 empty] | QC Completed | ok
ESI | 006 |  | NES | sourced, mfr no. changed |  |  | NES | ABC | Data Enrichment | ABC | [11 empty] | NMC | 804982 | 27568 | 2423208839 | 27568_2423208839 | Med-Surg Consumable | SYRINGE BONE S05-1217 TI-OSS CANCELLOUS 0.5GM SIZE 1.2 -1.7 MM EACH | - | OSSTEM | S05-1217 | DUBAI MEDICAL | - | - | Each | - | 0 | CONSUMABLES | - | - | - | - | - | - | - | - | - | - | - | - | - | - | - | - | - | - | - | - | - | - | - | - | - | - | - | - | - | - | - | - | - | - | - | - | - | - | - | - | - | - | - | DUBAI MEDICAL EQUIPMENT LLC | DUBAI MEDICAL EQUIPMENT LLC |  | OSSTEM | OSSTEM |  |  |  |  | EA | 1 | [12 empty] | 42295545 Bone graft extender or void fillers or substitutes |  |  |  |  | SYRINGE | BONE GRAFT | TI-OSS | CANCELLOUS |  |  |  | 1.2-1.7MM |  |  | 0.5G |  | XENOGRAFT BOVINE | [5 empty] | https://www.ti-oss.com/ti-oss |  | Packaging Validated from Input Description | [5 empty] | QC Completed | ok
ESI | 006 |  | NES | Sourced |  |  | NES | ABC | Data Enrichment | ABC | [11 empty] | NMC | 805150 | 27963 | 2422700748 | 27963_2422700748 | Med-Surg Consumable | MASK CPAP 1063833 PERFORMATRAK CAPSTRAP SMALL | - | PHILIPS RESPIRONICS | 1063833 | EMIRATES TECHNOLOGY COMPANY | - | - | Each | - | 195 | CONSUMABLES | - | - | - | - | - | - | - | - | - | - | - | - | - | - | - | - | - | - | - | - | - | - | - | - | - | - | - | - | - | - | - | - | - | - | - | - | - | - | - | - | - | - | - | EMIRATES TECHNOLOGY COMPANY | EMIRATES TECHNOLOGY COMPANY |  | KONINKLIJKE PHILIPS NV | KONINKLIJKE PHILIPS NV |  |  |  |  | EA | 1 | [12 empty] | 42143516 Ear nose throat ENT examining unit accessories and related products |  |  |  |  | MASK | CPAP | PERFORMATRAK |  |  |  | SMALL | [5 empty] | WITH CAPSTRAP, ENTRAINMENT, ELBOW | NON STERILE | LATEX | DISPOSABLE |  |  | https://www.usa.philips.com/healthcare/product/HC1063833/performatrak-oro-nasal-mask-with-capstrap-entrainment-elbow-small-niv-mask#specifications |  | Packaging Validated from Input Description | [5 empty] | QC Completed | ok
ESI | 006 |  | NES | Sourced |  |  | NES | ABC | Data Enrichment | ABC | [11 empty] | NMC | 805151 | 27964 | 2422701069 | 27964_2422701069 | Med-Surg Consumable | MASK CPAP 1063834 PERFORMATRAK ORO-NASAL WITH CAPSTRAP MEDIUM DISPOSABLE | - | PHILIPS RESPIRONICS | 1063834 | EMIRATES TECHNOLOGY COMPANY | - | - | Each | - | 175 | CONSUMABLES | - | - | - | - | - | - | - | - | - | - | - | - | - | - | - | - | - | - | - | - | - | - | - | - | - | - | - | - | - | - | - | - | - | - | - | - | - | - | - | - | - | - | - | EMIRATES TECHNOLOGY COMPANY | EMIRATES TECHNOLOGY COMPANY |  | KONINKLIJKE PHILIPS NV | KONINKLIJKE PHILIPS NV |  |  |  |  | EA | 1 | [12 empty] | 42143516 Ear nose throat ENT examining unit accessories and related products |  |  |  |  | MASK | CPAP | PERFORMATRAK |  |  |  | MEDIUM | [5 empty] | WITH CAPSTRAP, ENTRAINMENT, ELBOW | NON STERILE | LATEX | DISPOSABLE |  |  | https://www.usa.philips.com/healthcare/product/HC1063834/performatrak-oro-nasal-mask-with-capstrap-entrainment-elbow-medium-niv-mask |  | Packaging Validated from Input Description | [5 empty] | QC Completed | ok
ESI | 006 |  | NES | Sourced |  |  | NES | ABC | Data Enrichment | ABC | [11 empty] | NMC | 805152 | 27965 | 2422700749 | 27965_2422700749 | Med-Surg Consumable | MASK CPAP 1063835 PERFORMATRAK CAPSTRAP LARGE | - | PHILIPS RESPIRONICS | 1063835 | EMIRATES TECHNOLOGY COMPANY | - | - | Each | - | 195 | CONSUMABLES | - | - | - | - | - | - | - | - | - | - | - | - | - | - | - | - | - | - | - | - | - | - | - | - | - | - | - | - | - | - | - | - | - | - | - | - | - | - | - | - | - | - | - | EMIRATES TECHNOLOGY COMPANY | EMIRATES TECHNOLOGY COMPANY |  | KONINKLIJKE PHILIPS NV | KONINKLIJKE PHILIPS NV |  |  |  |  | EA | 1 | [12 empty] | 42143516 Ear nose throat ENT examining unit accessories and related products |  |  |  |  | MASK | CPAP | PERFORMATRAK |  |  |  | LARGE | [5 empty] | WITH CAPSTRAP, ENTRAINMENT, ELBOW | NON STERILE | LATEX | DISPOSABLE |  |  | https://www.usa.philips.com/healthcare/product/HC1063835/performatrak-oro-nasal-mask-with-capstrap-entrainment-elbow-large-niv-mask |  | Packaging Validated from Input Description | [5 empty] | QC Completed | ok
ESI | 006 |  | NES | Sourced |  |  | NES | ABC | Data Enrichment | ABC | [11 empty] | NMC | 805153 | 27966 | 2422700752 | 27966_2422700752 | Med-Surg Consumable | CIRCUIT BREATHING 1065830 EXHALATION PORT FILTER | - | PHILIPS RESPIRONICS | 1065830 | EMIRATES TECHNOLOGY COMPANY | - | - | Each | - | 90 | CONSUMABLES | - | - | - | - | - | - | - | - | - | - | - | - | - | - | - | - | - | - | - | - | - | - | - | - | - | - | - | - | - | - | - | - | - | - | - | - | - | - | - | - | - | - | - | EMIRATES TECHNOLOGY COMPANY | EMIRATES TECHNOLOGY COMPANY |  | KONINKLIJKE PHILIPS NV | KONINKLIJKE PHILIPS NV |  |  |  |  | EA | 1 | PK | 10 | [10 empty] | 42272230 Ventilator circuit accessories |  |  |  |  | CIRCUIT | BREATHING | [10 empty] | EXHALATION PORT FILTER, SINGLE LIMB | NON STERILE | LATEX FREE | DISPOSABLE |  |  | https://www.philips.co.uk/healthcare/product/HC1065830/patient-circuit-single-limb-package-of-10-circuit#specifications | [7 empty] | QC Completed | ok
ESI | 006 |  | NES | Sourced |  |  | NES | ABC | Data Enrichment | ABC | [11 empty] | NMC | 805155 | 27968 | 2422701604 | 27968_2422701604 | Med-Surg Consumable | MASK FACE 1090663 AMARA VIEW FULL FACE WITH HEADGEAR MEDIUM | - | PHILIPS RESPIRONICS | 1090663 | METROPOLITAN MEDICAL MARKETING LLC | - | - | Each | - | 640 | CONSUMABLES | - | - | - | - | - | - | - | - | - | - | - | - | - | - | - | - | - | - | - | - | - | - | - | - | - | - | - | - | - | - | - | - | - | - | - | - | - | - | - | - | - | - | - | METROPOLITAN MEDICAL MARKETING LLC | METROPOLITAN MEDICAL MARKETING LLC |  | KONINKLIJKE PHILIPS NV | KONINKLIJKE PHILIPS NV |  |  |  |  | EA | 1 | [12 empty] | 46182005 Mask or respirators filters or accessories |  |  |  |  | MASK | PROTECTIVE | AMARA |  |  |  | MEDIUM |  |  |  |  | FULL FACE | WITH HEADGEAR | [5 empty] | https://www.documents.philips.com/doclib/enc/fetch/2000/4504/577242/577260/593280/593786/Amara_view.pdf | [7 empty] | QC Completed | ok
ESI | 006 |  | NES | Sourced |  |  | NES | ABC | Data Enrichment | ABC | [11 empty] | NMC | 805156 | 27969 | 2422701605 | 27969_2422701605 | Med-Surg Consumable | MASK FACE 1090664 AMARA VIEW FULL FACE WITH HEADGEAR LARGE | - | PHILIPS RESPIRONICS | 1090664 | METROPOLITAN MEDICAL MARKETING LLC | - | - | Each | - | 640 | CONSUMABLES | - | - | - | - | - | - | - | - | - | - | - | - | - | - | - | - | - | - | - | - | - | - | - | - | - | - | - | - | - | - | - | - | - | - | - | - | - | - | - | - | - | - | - | METROPOLITAN MEDICAL MARKETING LLC | METROPOLITAN MEDICAL MARKETING LLC |  | KONINKLIJKE PHILIPS NV | KONINKLIJKE PHILIPS NV |  |  |  |  | EA | 1 | [12 empty] | 46182005 Mask or respirators filters or accessories |  |  |  |  | MASK | PROTECTIVE | AMARA |  |  |  | LARGE |  |  |  |  | FULL FACE | WITH HEADGEAR | [5 empty] | https://www.documents.philips.com/doclib/enc/fetch/2000/4504/577242/577260/593280/593786/Amara_view.pdf | [7 empty] | QC Completed | ok
ESI | 006 |  | NES | Sourced |  |  | NES | ABC | Data Enrichment | ABC | [11 empty] | NMC | 805157 | 27970 | 2422702184 | 27970_2422702184 | Med-Surg Consumable | MASK CPAP 1104921 NASAL PICO WITH STANDARD HEADGEAR SMALL/ MEDIUM | - | PHILIPS RESPIRONICS | 1104921 | PIONEER MEDICAL SUPPLIES LLC. | - | - | Each | - | 450 | CONSUMABLES | - | - | - | - | - | - | - | - | - | - | - | - | - | - | - | - | - | - | - | - | - | - | - | - | - | - | - | - | - | - | - | - | - | - | - | - | - | - | - | - | - | - | - | PIONEER MEDICAL SUPPLIES LLC | PIONEER MEDICAL SUPPLIES LLC |  | KONINKLIJKE PHILIPS NV | KONINKLIJKE PHILIPS NV |  |  |  |  | EA | 1 | [12 empty] | 42272213 Continuous positive airway pressure CPAP masks or straps |  |  |  |  | MASK | NASAL | PICO |  |  |  | SMALL, MEDIUM | [5 empty] | WITH STANDARD HEADGEAR, EXHALATION PORT | [5 empty] | https://www.galen-fokus.co.rs/pdf/maske_i_aparati.pdf |  | Packaging Validated from Input Description | [5 empty] | QC Completed | ok
ESI | 006 |  | NES | Sourced |  |  | NES | ABC | Data Enrichment | ABC | [11 empty] | NMC | 805158 | 27971 | 2422702185 | 27971_2422702185 | Med-Surg Consumable | MASK CPAP 1104922 NASAL PICO WITH STANDARD HEADGEAR LARGE | - | PHILIPS RESPIRONICS | 1104921 | PIONEER MEDICAL SUPPLIES LLC. | - | - | Each | - | 450 | CONSUMABLES | - | - | - | - | - | - | - | - | - | - | - | - | - | - | - | - | - | - | - | - | - | - | - | - | - | - | - | - | - | - | - | - | - | - | - | - | - | - | - | - | - | - | - | PIONEER MEDICAL SUPPLIES LLC | PIONEER MEDICAL SUPPLIES LLC |  | KONINKLIJKE PHILIPS NV | KONINKLIJKE PHILIPS NV |  |  |  |  | EA | 1 | [12 empty] | 42272213 Continuous positive airway pressure CPAP masks or straps |  |  |  |  | MASK | CPAP | PICO |  |  |  | LARGE | [5 empty] | WITH STANDARD HEADGEAR, EXHALATION PORT | [5 empty] | https://www.galen-fokus.co.rs/pdf/maske_i_aparati.pdf |  | Packaging Validated from Input Description | [5 empty] | QC Completed | ok
ESI | 006 |  | NES | Sourced |  |  | NES | ABC | Data Enrichment | ABC | [11 empty] | NMC | 805167 | 27981 | 2422701923 | 27981_2422701923 | Med-Surg Consumable | MASK CPAP 1104923 NASAL PICO WITH STANDARD HEADGEAR XL | - | PHILIPS RESPIRONICS | Philips/Respironics | PIONEER MEDICAL SUPPLIES LLC. | - | - | Each | - | 400 | CONSUMABLES | - | - | - | - | - | - | - | - | - | - | - | - | - | - | - | - | - | - | - | - | - | - | - | - | - | - | - | - | - | - | - | - | - | - | - | - | - | - | - | - | - | - | - | PIONEER MEDICAL SUPPLIES LLC | PIONEER MEDICAL SUPPLIES LLC |  | KONINKLIJKE PHILIPS NV | KONINKLIJKE PHILIPS NV |  |  |  |  | EA | 1 | [12 empty] | 42272213 Continuous positive airway pressure CPAP masks or straps |  |  |  |  | MASK | CPAP | PICO |  |  |  | XLARGE | [5 empty] | WITH STANDARD HEADGEAR, EXHALATION PORT | [5 empty] | https://www.galen-fokus.co.rs/pdf/maske_i_aparati.pdf |  | Packaging Validated from Input Description | [5 empty] | QC Completed | ok
ESI | 006 |  | NES | sourced |  |  | NES | ABC | Data Enrichment | ABC | [11 empty] | NMC | 805287 | 28330 | 2422925140 | 28330_2422925140 | Med-Surg Consumable | BRUSH PROPHY POLISHING 100/PACK MFR: PROFECTION PLUS -USA | - | PROFECTION PLUS | PROFECTION PLUS -USA | AL DIYAFA MEDICAL SUPPLIES | - | - | Each | - | 125 | CONSUMABLES | - | - | - | - | - | - | - | - | - | - | - | - | - | - | - | - | - | - | - | - | - | - | - | - | - | - | - | - | - | - | - | - | - | - | - | - | - | - | - | - | - | - | - | AL DIYAFA MEDICAL SUPPLIES | AL DIYAFA MEDICAL SUPPLIES |  | PERFECTION PLUS LTD | PERFECTION PLUS LTD |  |  |  |  | EA | 1 | PK | 100 | [10 empty] | 42151900 Dental hygiene and preventive care equipment and supplies |  |  |  |  | TOOTHBRUSH | DENTAL |  | NYLON | [8 empty] | FILAMENTS, POLISHING |  |  |  | WHITE |  | https://perfectionplus.com/shop/prevention-oral-hygiene/cups-brushes/rubber-polishing-cups/ | [7 empty] | QC Completed | ok
ESI | 006 |  | NES | unsourced |  |  | NES | ABC | Data Enrichment | ABC | [11 empty] | NMC | 805288 | 28338 | 2421402553 | 28338_2421402553 | Med-Surg Consumable | SYRINGE INSULIN PRO-JECT OD30 GA X L5/16 IN WITH 1 ML DISPOSABLE NEEDLE 100's | - | PRO-JECT | LOCAL | GULFMOON TR. LLC | - | - | BOX | - | 29 | CONSUMABLES | - | - | - | - | - | - | - | - | - | - | - | - | - | - | - | - | - | - | - | - | - | - | - | - | - | - | - | - | - | - | - | - | - | - | - | - | - | - | - | - | - | - | - | GULFMOON | GULFMOON |  | PRO-JECT | PRO-JECT |  |  |  |  | EA | 1 | BX | 100 | [10 empty] | 42142609 Medical syringes with needle |  |  |  |  | SYRINGE | INSULIN | [5 empty] | 30GA X5/16IN |  | 1ML | [5 empty] | DISPOSABLE |  |  | URL NOT FOUND |  | Packaging Validated from Input Description | [5 empty] | QC Completed | ok
ESI | 006 |  | NES | unsourced |  |  | NES | ABC | Data Enrichment | ABC | [11 empty] | NMC | 805340 | 29115 | 2422700587 | 29115_2422700587 | Med-Surg Consumable | CIRCUIT BREATHING QPB1001FYCO2P COREFLOW L1.8 MTR FIXED Y CIRCLE WITH LONG BLUE CORRUGATED REBREATHING LIMB AND LATEX FREE BAG 30's | - | QPARK | QPB1001FYCO2P | AL SADIRA MEDICAL EQUIP.TRAD. | - | - | BOX | - | 900 | CONSUMABLES | - | - | - | - | - | - | - | - | - | - | - | - | - | - | - | - | - | - | - | - | - | - | - | - | - | - | - | - | - | - | - | - | - | - | - | - | - | - | - | - | - | - | - | AL SADIRA MEDICAL EQUIP.TRAD. | AL SADIRA MEDICAL EQUIP.TRAD. |  | QPARK | QPARK |  |  |  |  | EA | 1 | BX | 30 | [10 empty] | 42272230 Ventilator circuit accessories |  |  |  |  | CIRCUIT | BREATHING | COREFLOW |  |  |  |  | 1.8M |  |  |  |  | FIXED Y CIRCLE, WITH LONG, CORRUGATED REBREATHING LIMB |  | LATEX FREE |  | BLUE |  | URL NOT FOUND |  | Packaging Validated from Input Description | [5 empty] | QC Completed | ok
ESI | 006 |  | NES | unsourced |  |  | NES | ABC | Data Enrichment | ABC | [11 empty] | NMC | 805344 | 29120 | 2421507036 | 29120_2421507036 | Med-Surg Consumable | BRUSH OPERATIVE MICROTIP APPLICATOR BLUE QUALIDENT 400's | - | QUALIDENT | QUALIDENT | AL ARABIA MEDICAL SURGICAL EQUIPMENT TRADING LLC. | - | - | BOX | - | 40 | CONSUMABLES | - | - | - | - | - | - | - | - | - | - | - | - | - | - | - | - | - | - | - | - | - | - | - | - | - | - | - | - | - | - | - | - | - | - | - | - | - | - | - | - | - | - | - | AL ARABIA MEDICAL SURGICAL EQUIPMENT TRADING LLC | AL ARABIA MEDICAL SURGICAL EQUIPMENT TRADING LLC |  | QUALIDENT DENTAL | QUALIDENT DENTAL |  |  |  |  | EA | 1 | BX | 400 | [10 empty] | 42151660 Dental applicators or absorbents |  |  |  |  | APPLICATOR | DENTAL | [10 empty] | BRUSH, OPERATIVE, MICROTIP |  |  |  | BLUE |  | URL NOT FOUND |  | Packaging Validated from Input Description | [5 empty] | QC Completed | ok
ESI | 006 |  | NES | Sourced |  |  | NES | ABC | Data Enrichment | ABC | [11 empty] | NMC | 805412 | 29293 | 2422702294 | 29293_2422702294 | Med-Surg Consumable | CIRCUIT LIMB 21314 SINGLE SMOOTH BORE WITH WATER TRAP AND EXH VALVE SIZE 15 MM X 1.6 M EACH | - | RESMED | 21314 | MDC CARE MEDICAL TRADING LLC | - | - | EA | - | 115 | CONSUMABLES | - | - | - | - | - | - | - | - | - | - | - | - | - | - | - | - | - | - | - | - | - | - | - | - | - | - | - | - | - | - | - | - | - | - | - | - | - | - | - | - | - | - | - | MDC CARE MEDICAL TRADING LLC | MDC CARE MEDICAL TRADING LLC |  | RESMED | RESMED |  |  |  |  | EA | 1 | [12 empty] | 42272209 Ventilator circuits |  |  |  |  | CIRCUIT | BREATHING | SMOOTH BORE |  |  |  |  | 15MMX1.6M |  |  |  |  | SINGLE LIMB, WITH WATER TRAP AND EXH VALVE | [5 empty] | https://document.resmed.com/en-au/documents/products/accessory/Ventilation-accessories/1013296r12_respiratory-care-accessories-catalogue_anz_eng.pdf |  | Packaging Validated from Input Description | [5 empty] | QC Completed | ok
ESI | 006 |  | NES | sourced |  |  | NES | ABC | Data Enrichment | ABC | [11 empty] | NMC | 805417 | 29312 | 2531300299 | 29312_2531300299 | Med-Surg Consumable | MASK 80059 PEPTIDE LINE LIFT MASK 50 ML | - | REVIDERM | 80059 | SPECIALIZED BEAUTY | - | - | Each | - | 206 | CONSUMABLES | - | - | - | - | - | - | - | - | - | - | - | - | - | - | - | - | - | - | - | - | - | - | - | - | - | - | - | - | - | - | - | - | - | - | - | - | - | - | - | - | - | - | - | SPECIALIZED BEAUTY | SPECIALIZED BEAUTY |  | REVIDERM AG | REVIDERM AG |  |  |  |  | EA | 1 | [12 empty] | 53131613 Facial care products |  |  |  |  | MASK | ANTI AGEING | [7 empty] | 50ML |  |  | PEPTIDE LINE LIFT MASK, WITH COLLAGEN BOOSTER | [5 empty] | https://www.reviderm.com/en/shop/peptide-line-lift-mask-80059.html | [7 empty] | QC Completed | ok
ESI | 006 |  | NES | sourced |  |  | NES | ABC | Data Enrichment | ABC | [11 empty] | NMC | 805566 | 29859 | 2422701261 | 29859_2422701261 | Med-Surg Consumable | MASK NEBULIZER GS-2082 POWER DROOL T-SHAPE CONNECTOR | - | ROMSONS | GS-2082 | ROYAL CARE MEDICAL EQUIP. TRDG | - | - | Each | - | 4.5 | CONSUMABLES | - | - | - | - | - | - | - | - | - | - | - | - | - | - | - | - | - | - | - | - | - | - | - | - | - | - | - | - | - | - | - | - | - | - | - | - | - | - | - | - | - | - | - | ROYAL CARE MEDICAL EQUIPMENT TRADING LLC | ROYAL CARE MEDICAL EQUIPMENT TRADING LLC |  | ROMSONS | ROMSONS |  |  |  |  | EA | 1 | BX | 50 | [10 empty] | 42271806 Nebulizer accessories |  |  |  |  | MASK | NEBULIZER | POWER DROOL |  |  |  |  | 210CM | 22X15MM |  |  |  | T-SHAPE CONNECTOR |  | NON STERILE |  |  |  | https://www.romsons.com/international/?portfolio=power-drool-gs-2082 | [7 empty] | QC Completed | ok
ESI | 006 |  | NES | Third Party |  |  | NES | ABC | Data Enrichment | ABC | [11 empty] | NMC | 805583 | 29951 | 2422701708 | 29951_2422701708 | Med-Surg Consumable | MASK LARYNGEAL GS-2032 EXCELL SILICONE SIZE 3 STERILE DISPOSABLE | - | ROMSONS | ROMSONS | ROYAL CARE MEDICAL EQUIP. TRDG | - | - | Each | - | 33 | CONSUMABLES | - | - | - | - | - | - | - | - | - | - | - | - | - | - | - | - | - | - | - | - | - | - | - | - | - | - | - | - | - | - | - | - | - | - | - | - | - | - | - | - | - | - | - | ROYAL CARE MEDICAL EQUIPMENT TRADING LLC | ROYAL CARE MEDICAL EQUIPMENT TRADING LLC |  | ROMSONS INTERNATIONAL | ROMSONS INTERNATIONAL |  |  |  |  | EA | 1 | [12 empty] | 42271909 Artificial airway accessories |  |  |  |  | MASK | LARYNGEAL | EXCELL | SILICONE |  |  | 3 | [6 empty] | STERILE |  | DISPOSABLE |  |  | https://www.colmed.in/romsons-laryngeal-mask-excel-disposable-each-8095.html.html |  | Packaging Validated from Input Description | [5 empty] | QC Completed | ok
ESI | 006 |  | NES | Third Party |  |  | NES | ABC | Data Enrichment | ABC | [11 empty] | NMC | 805584 | 29952 | 2422701709 | 29952_2422701709 | Med-Surg Consumable | MASK LARYNGEAL GS-2032 EXCELL SILICONE SIZE 4 STERILE DISPOSABLE | - | ROMSONS | ROMSONS | ROYAL CARE MEDICAL EQUIP. TRDG | - | - | Each | - | 33 | CONSUMABLES | - | - | - | - | - | - | - | - | - | - | - | - | - | - | - | - | - | - | - | - | - | - | - | - | - | - | - | - | - | - | - | - | - | - | - | - | - | - | - | - | - | - | - | ROYAL CARE MEDICAL EQUIPMENT TRADING LLC | ROYAL CARE MEDICAL EQUIPMENT TRADING LLC |  | ROMSONS INTERNATIONAL | ROMSONS INTERNATIONAL |  |  |  |  | EA | 1 | [12 empty] | 42271909 Artificial airway accessories |  |  |  |  | MASK | LARYNGEAL | EXCELL | SILICONE |  |  | 4 | [6 empty] | STERILE |  | DISPOSABLE |  |  | https://www.colmed.in/romsons-laryngeal-mask-excel-disposable-each-8095.html.html |  | Packaging Validated from Input Description | [5 empty] | QC Completed | ok
ESI | 006 |  | NES | unsourced |  |  | NES | ABC | Data Enrichment | ABC | [11 empty] | NMC | 805630 | 30007 | 2422701707 | 30007_2422701707 | Med-Surg Consumable | CIRCUIT BREATHING 61303120 PEDIATRIC R-VENT EXPANDABLE 1.8 M WITH Y CONNECTOR, 2L BAG, 1.0 M EXTRA LIMB, 3.0M GAS SAMPLING LINE AND HME FILTER | - | RVENT | 61303120 | NAYEL MEDICAL EQUIPMENTS EST | - | - | Each | - | 19.49 | CONSUMABLES | - | - | - | - | - | - | - | - | - | - | - | - | - | - | - | - | - | - | - | - | - | - | - | - | - | - | - | - | - | - | - | - | - | - | - | - | - | - | - | - | - | - | - | NAYEL MEDICAL EQUIP | NBHH GROUP |  | RVENT | RVENT |  |  |  |  | EA | 1 | [12 empty] | 42272230 Ventilator circuit accessories |  |  |  |  | CIRCUIT | BREATHING |  |  | PEDIATRIC |  |  | 1.8M | 1X3MM | 2L |  |  | EXPANDABLE, WITH Y CONNECTOR, BAG, EXTRA LIMB, GAS SAMPLING LINE AND HME FILTER | [5 empty] | URL NOT FOUND |  | Packaging Validated from Input Description | [5 empty] | QC Completed | ok
ESI | 006 |  | NES | unsourced |  |  | NES | ABC | Data Enrichment | ABC | [11 empty] | NMC | 805632 | 30009 | 2422701706 | 30009_2422701706 | Med-Surg Consumable | CIRCUIT BREATHING 31305234-2 ADULT R-VENT EXPANDABLE 1.8 M WITH Y CONNECTOR, 2L BAG, 1.5 M EXTRA LIMB 3.0M GAS SAMPLING LINE AND HME FILTER | - | RVENT | 31305234-2 | NAYEL MEDICAL EQUIPMENTS EST | - | - | Each | - | 22 | CONSUMABLES | - | - | - | - | - | - | - | - | - | - | - | - | - | - | - | - | - | - | - | - | - | - | - | - | - | - | - | - | - | - | - | - | - | - | - | - | - | - | - | - | - | - | - | NAYEL MEDICAL EQUIP | NBHH GROUP |  | RVENT | RVENT |  |  |  |  | EA | 1 | [12 empty] | 42272230 Ventilator circuit accessories |  |  |  |  | CIRCUIT | BREATHING |  |  | ADULT |  |  | 1.8M | 1.5X3MM | 2L |  |  | EXPANDABLE, WITH Y CONNECTOR, BAG, EXTRA LIMB, GAS SAMPLING LINE AND HME FILTER | [5 empty] | URL NOT FOUND |  | Packaging Validated from Input Description | [5 empty] | QC Completed | ok
ESI | 006 |  | NES | unsourced |  |  | NES | ABC | Data Enrichment | ABC | [11 empty] | NMC | 805633 | 30010 | 2422701684 | 30010_2422701684 | Med-Surg Consumable | CIRCUIT BREATHING ADULT R-VENT EXPANDABLE 1.8 M WITH 2 LT BAG 1.0 M EXTRA LIMB 3.0M GAS SAMPLING LINE AND HME FILTER | - | RVENT | RVENT | NAYEL MEDICAL EQUIPMENTS EST | - | - | Each | - | 22 | CONSUMABLES | - | - | - | - | - | - | - | - | - | - | - | - | - | - | - | - | - | - | - | - | - | - | - | - | - | - | - | - | - | - | - | - | - | - | - | - | - | - | - | - | - | - | - | NAYEL MEDICAL EQUIP | NBHH GROUP |  | RVENT | RVENT |  |  |  |  | EA | 1 | [12 empty] | 42272229 Anesthesia breathing circuits |  |  |  |  | CIRCUIT | BREATHING |  |  | ADULT |  |  | 1.8M | 1X3MM | 2L |  |  | EXPANDABLE, WITH BAG, EXTRA LIMB, GAS SAMPLING LINE AND HME FILTER | [5 empty] | URL NOT FOUND |  | Packaging Validated from Input Description | [5 empty] | QC Completed | ok
ESI | 006 |  | NES | unsourced |  |  | NES | ABC | Data Enrichment | ABC | [11 empty] | NMC | 805637 | 30014 | 2422702019 | 30014_2422702019 | Med-Surg Consumable | CIRCUIT BREATHING PEDIATRIC R-VENT EXPANDABLE 1.8 M WITH 1L BAG, 90CM EXTRA LIMB AND MINI HME FILTER | - | RVENT | RVENT | NAYEL MEDICAL EQUIPMENTS EST | - | - | Each | - | 19.49 | CONSUMABLES | - | - | - | - | - | - | - | - | - | - | - | - | - | - | - | - | - | - | - | - | - | - | - | - | - | - | - | - | - | - | - | - | - | - | - | - | - | - | - | - | - | - | - | NAYEL MEDICAL EQUIP | NBHH GROUP |  | RVENT | RVENT |  |  |  |  | EA | 1 | [12 empty] | 42272229 Anesthesia breathing circuits |  |  |  |  | CIRCUIT | BREATHING |  |  | PEDIATRIC |  |  | 1.8M | 90CM |  |  |  | EXPANDABLE , WITH BAG, EXTRA LIMB AND MINI HME FILTER | [5 empty] | URL NOT FOUND |  | Packaging Validated from Input Description | [5 empty] | QC Completed | ok
ESI | 006 |  | NES | Sourced |  |  | NES | ABC | Data Enrichment | ABC | [11 empty] | NMC | 805638 | 30015 | 2422702101 | 30015_2422702101 | Med-Surg Consumable | MASK ANESTHESIA 8020 SIZE 2 R-VENT | - | RVENT | RVENT | NAYEL MEDICAL EQUIPMENTS EST | - | - | Each | - | 4.1 | CONSUMABLES | - | - | - | - | - | - | - | - | - | - | - | - | - | - | - | - | - | - | - | - | - | - | - | - | - | - | - | - | - | - | - | - | - | - | - | - | - | - | - | - | - | - | - | NAYEL MEDICAL EQUIP | NBHH GROUP |  | RVENT | RVENT |  |  |  |  | EA | 1 | BX | 50 | [10 empty] | 42272512 Anesthetic gas masks |  |  |  |  | MASK | ANESTHESIA |  |  | CHILD |  | 2 |  |  | 92ML | [8 empty] | https://www.ssemmthembu.co.za/images/PDFs/R-Vent/Breathing_Systems_Catalogue_2015Ver1.pdf | [7 empty] | QC Completed | ok
ESI | 006 |  | NES | Sourced |  |  | NES | ABC | Data Enrichment | ABC | [11 empty] | NMC | 805639 | 30016 | 2422702102 | 30016_2422702102 | Med-Surg Consumable | MASK ANESTHESIA 8030 SIZE 3 R-VENT | - | RVENT | RVENT | NAYEL MEDICAL EQUIPMENTS EST | - | - | Each | - | 4.1 | CONSUMABLES | - | - | - | - | - | - | - | - | - | - | - | - | - | - | - | - | - | - | - | - | - | - | - | - | - | - | - | - | - | - | - | - | - | - | - | - | - | - | - | - | - | - | - | NAYEL MEDICAL EQUIP | NBHH GROUP |  | RVENT | RVENT |  |  |  |  | EA | 1 | BX | 25 | [10 empty] | 42272512 Anesthetic gas masks |  |  |  |  | MASK | ANESTHESIA |  |  |  |  | 3, SMALL |  |  | 140ML | [8 empty] | https://www.ssemmthembu.co.za/images/PDFs/R-Vent/Breathing_Systems_Catalogue_2015Ver1.pdf | [7 empty] | QC Completed | ok
ESI | 006 |  | NES | unsourced |  |  | NES | ABC | Data Enrichment | ABC | [11 empty] | NMC | 805655 | 30043 | 2422701220 | 30043_2422701220 | Med-Surg Consumable | MASK ANESTHESIA SIZE 5 SAFECARE | - | SAFECARE | - | BIN ALI MEDICAL SUPPLIES LLC | - | - | Each | - | 4.5 | CONSUMABLES | - | - | - | - | - | - | - | - | - | - | - | - | - | - | - | - | - | - | - | - | - | - | - | - | - | - | - | - | - | - | - | - | - | - | - | - | - | - | - | - | - | - | - | BIN ALI MEDICAL SUPPLIES LLC | BIN ALI MEDICAL SUPPLIES LLC |  | SAFECARE | SAFECARE |  |  |  |  | EA | 1 | [12 empty] | 42272512 Anesthetic gas masks |  |  |  |  | MASK | ANESTHESIA |  |  |  |  | 5 | [11 empty] | URL NOT FOUND |  | Packaging Validated from Input Description | [5 empty] | QC Completed | ok
ESI | 006 |  | NES | unsourced |  |  | NES | ABC | Data Enrichment | ABC | [11 empty] | NMC | 805676 | 30080 | 2422701662 | 30080_2422701662 | Med-Surg Consumable | MASK LARYNGEAL SAFECARE SILICONE SIZE 3 DISPOSABLE | - | SAFECARE | - | BIN ALI MEDICAL SUPPLIES LLC | - | - | Each | - | 20 | CONSUMABLES | - | - | - | - | - | - | - | - | - | - | - | - | - | - | - | - | - | - | - | - | - | - | - | - | - | - | - | - | - | - | - | - | - | - | - | - | - | - | - | - | - | - | - | BIN ALI MEDICAL SUPPLIES LLC | BIN ALI MEDICAL SUPPLIES LLC |  | SAFECARE | SAFECARE |  |  |  |  | EA | 1 | [12 empty] | 42271909 Artificial airway accessories |  |  |  |  | MASK | LARYNGEAL |  | SILICONE |  |  | 3 | [8 empty] | DISPOSABLE |  |  | URL NOT FOUND |  | Packaging Validated from Input Description | [5 empty] | QC Completed | ok
ESI | 006 |  | NES | unsourced |  |  | NES | ABC | Data Enrichment | ABC | [11 empty] | NMC | 805677 | 30081 | 2422701663 | 30081_2422701663 | Med-Surg Consumable | MASK LARYNGEAL SAFECARE SILICONE SIZE 4 DISPOSABLE | - | SAFECARE | - | ALL CARE MEDICAL SUPPLIES L.L.C | - | - | Each | - | 20 | CONSUMABLES | - | - | - | - | - | - | - | - | - | - | - | - | - | - | - | - | - | - | - | - | - | - | - | - | - | - | - | - | - | - | - | - | - | - | - | - | - | - | - | - | - | - | - | ALL CARE MEDICAL SUPPLIES LLC | ALL CARE MEDICAL SUPPLIES LLC |  | SAFECARE | SAFECARE |  |  |  |  | EA | 1 | [12 empty] | 42271909 Artificial airway accessories |  |  |  |  | MASK | LARYNGEAL |  | SILICONE |  |  | 4 | [8 empty] | DISPOSABLE |  |  | URL NOT FOUND |  | Packaging Validated from Input Description | [5 empty] | QC Completed | ok
ESI | 006 |  | NES | unsourced |  |  | NES | ABC | Data Enrichment | ABC | [11 empty] | NMC | 805691 | 30112 | 2421700195 | 30112_2421700195 | Med-Surg Consumable | MASK PROTECTIVE CPR POCKET MASK SAFECARE MEDICAL HARD CASE ORANGE | - | SAFECARE | - | BIN ALI MEDICAL SUPPLIES LLC | - | - | Each | - | 35 | CONSUMABLES | - | - | - | - | - | - | - | - | - | - | - | - | - | - | - | - | - | - | - | - | - | - | - | - | - | - | - | - | - | - | - | - | - | - | - | - | - | - | - | - | - | - | - | BIN ALI MEDICAL SUPPLIES LLC | BIN ALI MEDICAL SUPPLIES LLC |  | SAFECARE | SAFECARE |  |  |  |  | EA | 1 | [12 empty] | 42172100 Mobile medical services resuscitation products |  |  |  |  | MASK | CPR PROTECTIVE | [10 empty] | POCKET, HARD CASE |  |  |  | ORANGE |  | URL NOT FOUND |  | Packaging Validated from Input Description | [5 empty] | QC Completed | ok
ESI | 006 |  | NES | unsourced |  |  | NES | ABC | Data Enrichment | ABC | [11 empty] | NMC | 805692 | 30117 | 2421402783 | 30117_2421402783 | Med-Surg Consumable | SYRINGE MEDICAL OD25 GA 1 ML LUER LOCK SAFE CARE MEDICAL 100's | - | SAFECARE | - | BIN ALI MEDICAL SUPPLIES LLC | - | - | BOX | - | 30 | CONSUMABLES | - | - | - | - | - | - | - | - | - | - | - | - | - | - | - | - | - | - | - | - | - | - | - | - | - | - | - | - | - | - | - | - | - | - | - | - | - | - | - | - | - | - | - | BIN ALI MEDICAL SUPPLIES LLC | BIN ALI MEDICAL SUPPLIES LLC |  | SAFECARE | SAFECARE |  |  |  |  | EA | 1 | BX | 100 | [10 empty] | 42142609 Medical syringes with needle |  |  |  |  | SYRINGE | MEDICAL | [5 empty] | 25GA |  | 1ML |  |  | LUER LOCK | [5 empty] | URL NOT FOUND |  | Packaging Validated from Input Description | [5 empty] | QC Completed | ok
ESI | 006 |  | NES | sourced |  |  | NES | ABC | Data Enrichment | ABC | [11 empty] | NMC | 805757 | 30265 | 2422400828 | 30265_2422400828 | Med-Surg Consumable | MASK FACE 800-0164 SHOULDER CHAIR SCHAERER DISPOSABLE 12's | - | SCHAERER MEDICAL | 800-0164 | Emerging Medical Solutions LLC | - | - | BOX | - | 5500 | CONSUMABLES | - | - | - | - | - | - | - | - | - | - | - | - | - | - | - | - | - | - | - | - | - | - | - | - | - | - | - | - | - | - | - | - | - | - | - | - | - | - | - | - | - | - | - | EMERGING MEDICAL SOLUTIONS LLC | EMERGING MEDICAL SOLUTIONS LLC |  | SCHAERER MEDICAL AG | SCHAERER MEDICAL AG |  |  |  |  | EA | 1 | CA | 12 | [10 empty] | 46182001 Masks or accessories |  |  |  |  | HEADGEAR | MASK | [13 empty] | DISPOSABLE |  |  | https://www.schaerermedical.com/downloads/2021%20Schaerer-SchureMed%20Catalog%20REV%203.06_english.pdf | [7 empty] | QC Completed | ok
ESI | 006 |  | NES | unsourced |  |  | NES | ABC | Data Enrichment | ABC | [11 empty] | NMC | 805784 | 30337 | 2531301025 | 30337_2531301025 | Med-Surg Consumable | WASH FACE AND BODY LIQUID SEBAMED 1000ML | - | SEBAMED | - | NMC PHARMACY ,DIP | - | - | EA | - | 45.97 | CONSUMABLES | - | - | - | - | - | - | - | - | - | - | - | - | - | - | - | - | - | - | - | - | - | - | - | - | - | - | - | - | - | - | - | - | - | - | - | - | - | - | - | - | - | - | - | NMC PHARMACY DIP | NMC PHARMACY DIP |  | SEBAMED | SEBAMED |  |  |  |  | EA | 1 | [12 empty] | 53131600 Bath and body |  |  |  |  | WASH | BODY | [7 empty] | 1000ML |  |  | LIQUID | [5 empty] | URL NOT FOUND |  | Packaging Validated from Input Description | [5 empty] | QC Completed | ok
ESI | 006 |  | NES | unsourced |  |  | NES | ABC | Data Enrichment | ABC | [11 empty] | NMC | 805785 | 30340 | 2531300397 | 30340_2531300397 | Med-Surg Consumable | WASH FACE AND BODY LIQUID SEBAMED 200ML | - | SEBAMED | SEBAMED | NMC PHARMACY ,DIP | - | - | Each | - | 20.25 | CONSUMABLES | - | - | - | - | - | - | - | - | - | - | - | - | - | - | - | - | - | - | - | - | - | - | - | - | - | - | - | - | - | - | - | - | - | - | - | - | - | - | - | - | - | - | - | NMC PHARMACY DIP | NMC PHARMACY DIP |  | SEBAMED | SEBAMED |  |  |  |  | EA | 1 | [12 empty] | 53131600 Bath and body |  |  |  |  | WASH | BODY | [7 empty] | 200ML |  |  | LIQUID | [5 empty] | URL NOT FOUND |  | Packaging Validated from Input Description | [5 empty] | QC Completed | ok
ESI | 006 |  | NES | unsourced |  |  | NES | ABC | Data Enrichment | ABC | [11 empty] | NMC | 805786 | 30342 | 2531300547 | 30342_2531300547 | Med-Surg Consumable | WASH BODY BABY BUBBLE BATH SEBAMED 500ML | - | SEBAMED | SEBAMED | NEW MEDICAL CENTRE TRADING LTD | - | - | Each | - | 40.5 | CONSUMABLES | - | - | - | - | - | - | - | - | - | - | - | - | - | - | - | - | - | - | - | - | - | - | - | - | - | - | - | - | - | - | - | - | - | - | - | - | - | - | - | - | - | - | - | NEW MEDICAL CENTRE TRADING LLC | NEW MEDICAL CENTRE TRADING LLC |  | SEBAMED | SEBAMED |  |  |  |  | EA | 1 | [12 empty] | 53131628 Shampoos |  |  |  |  | WASH | BABY | [7 empty] | 500ML |  |  | BUBBLE BATH | [5 empty] | URL NOT FOUND |  | Packaging Validated from Input Description | [5 empty] | QC Completed | ok
ESI | 006 |  | NES | unsourced |  |  | NES | ABC | Data Enrichment | ABC | [11 empty] | NMC | 805787 | 30343 | 2531300571 | 30343_2531300571 | Med-Surg Consumable | SHAMPOO HAIR EVERYDAY SEBAMED | - | SEBAMED | SEBAMED | NMC PHARMACY ,DIP | - | - | Each | - | 26.8 | CONSUMABLES | - | - | - | - | - | - | - | - | - | - | - | - | - | - | - | - | - | - | - | - | - | - | - | - | - | - | - | - | - | - | - | - | - | - | - | - | - | - | - | - | - | - | - | NMC PHARMACY DIP | NMC PHARMACY DIP |  | SEBAMED | SEBAMED |  |  |  |  | EA | 1 | [12 empty] | 53131602 Hair care supplies |  |  |  |  | SHAMPOO | HAIR | EVERYDAY | [15 empty] | URL NOT FOUND |  | Packaging Validated from Input Description | [5 empty] | QC Completed | ok
ESI | 006 |  | NES | unsourced |  |  | NES | ABC | Data Enrichment | ABC | [11 empty] | NMC | 805788 | 30344 | 2531300843 | 30344_2531300843 | Med-Surg Consumable | SHAMPOO HAIR EVERYDAY SEBAMED 200ML | - | SEBAMED | SEBAMED | NMC PHARMACY ,DIP | - | - | Each | - | 17.14 | CONSUMABLES | - | - | - | - | - | - | - | - | - | - | - | - | - | - | - | - | - | - | - | - | - | - | - | - | - | - | - | - | - | - | - | - | - | - | - | - | - | - | - | - | - | - | - | NMC PHARMACY DIP | NMC PHARMACY DIP |  | SEBAMED | SEBAMED |  |  |  |  | EA | 1 | [12 empty] | 53131602 Hair care supplies |  |  |  |  | SHAMPOO | HAIR | EVERYDAY | [6 empty] | 200ML | [8 empty] | URL NOT FOUND |  | Packaging Validated from Input Description | [5 empty] | QC Completed | ok
ESI | 006 |  | NES | unsourced |  |  | NES | ABC | Data Enrichment | ABC | [11 empty] | NMC | 805789 | 30345 | 2531300852 | 30345_2531300852 | Med-Surg Consumable | LOTION BODY SEBAMED ADULT 200 ML | - | SEBAMED | SEBAMED | NMC PHARMACY ,DIP | - | - | Each | - | 10.08 | CONSUMABLES | - | - | - | - | - | - | - | - | - | - | - | - | - | - | - | - | - | - | - | - | - | - | - | - | - | - | - | - | - | - | - | - | - | - | - | - | - | - | - | - | - | - | - | NMC PHARMACY DIP | NMC PHARMACY DIP |  | SEBAMED | SEBAMED |  |  |  |  | EA | 1 | [12 empty] | 53131607 Hand or body lotion or oil |  |  |  |  | LOTION | BODY |  |  | ADULT |  |  |  |  | 200ML | [8 empty] | URL NOT FOUND |  | Packaging Validated from Input Description | [5 empty] | QC Completed | ok
ESI | 006 |  | NES | Sourced |  |  | NES | ABC | Data Enrichment | ABC | [11 empty] | NMC | 805791 | 30373 | 2422940709 | 30373_2422940709 | Med-Surg Consumable | SEBBIN MICROTEXTURE FIRM HP 495 # LSC73-495 | - | SEBBIN | SEBBIN | PRODERMA Drug Store L.L.C | - | - | Each | - | 1120 | CONSUMABLES | - | - | - | - | - | - | - | - | - | - | - | - | - | - | - | - | - | - | - | - | - | - | - | - | - | - | - | - | - | - | - | - | - | - | - | - | - | - | - | - | - | - | - | PRODERMA DRUG STORE LLC | PRODERMA DRUG STORE LLC |  | SEBBIN | SEBBIN |  |  |  |  | EA | 1 | [12 empty] | 42295537 Breast implants |  |  |  |  | IMPLANT | BREAST | COHESIVE, NATURGEL |  |  |  | 66MM | 119MM |  | 495ML |  |  | GEL, SMOOTH, ROUND, HIGH PROFILE |  |  | DISPOSABLE |  |  | https://garylross.com/wp-content/uploads/2020/10/sebbin-breast-implant-catalogue.pdf |  | Packaging Validated from Input Description | [5 empty] | QC Completed | ok
ESI | 006 |  | NES | Sourced |  |  | NES | ABC | Data Enrichment | ABC | [11 empty] | NMC | 805792 | 30374 | 2422940712 | 30374_2422940712 | Med-Surg Consumable | SEBBIN MICROTEXTURE FIRM HP 255 LSC73-255 | - | SEBBIN | SEBBIN | PRODERMA Drug Store L.L.C | - | - | Each | - | 1120 | CONSUMABLES | - | - | - | - | - | - | - | - | - | - | - | - | - | - | - | - | - | - | - | - | - | - | - | - | - | - | - | - | - | - | - | - | - | - | - | - | - | - | - | - | - | - | - | PRODERMA DRUG STORE LLC | PRODERMA DRUG STORE LLC |  | SEBBIN | SEBBIN |  |  |  |  | EA | 1 | [12 empty] | 42295537 Breast implants |  |  |  |  | IMPLANT | BREAST | COHESIVE, NATURGEL |  |  |  | 53MM | 96MM |  | 255ML |  |  | GEL, SMOOTH, ROUND, HIGH PROFILE |  |  | DISPOSABLE |  |  | https://garylross.com/wp-content/uploads/2020/10/sebbin-breast-implant-catalogue.pdf |  | Packaging Validated from Input Description | [5 empty] | QC Completed | ok
ESI | 006 |  | NES | Sourced |  |  | NES | ABC | Data Enrichment | ABC | [11 empty] | NMC | 805793 | 30375 | 2422940713 | 30375_2422940713 | Med-Surg Consumable | SEBBIN MICROTEXTURE FIRM HP 320 LSC73-320 | - | SEBBIN | SEBBIN | PRODERMA Drug Store L.L.C | - | - | Each | - | 1120 | CONSUMABLES | - | - | - | - | - | - | - | - | - | - | - | - | - | - | - | - | - | - | - | - | - | - | - | - | - | - | - | - | - | - | - | - | - | - | - | - | - | - | - | - | - | - | - | PRODERMA DRUG STORE LLC | PRODERMA DRUG STORE LLC |  | SEBBIN | SEBBIN |  |  |  |  | EA | 1 | [12 empty] | 42295537 Breast implants |  |  |  |  | IMPLANT | BREAST | COHESIVE, NATURGEL |  |  |  | 57MM | 103MM |  | 320ML |  |  | GEL, SMOOTH, ROUND, HIGH PROFILE |  |  | DISPOSABLE |  |  | https://garylross.com/wp-content/uploads/2020/10/sebbin-breast-implant-catalogue.pdf |  | Packaging Validated from Input Description | [5 empty] | QC Completed | ok
ESI | 006 |  | NES | Sourced |  |  | NES | ABC | Data Enrichment | ABC | [11 empty] | NMC | 805794 | 30376 | 2422940714 | 30376_2422940714 | Med-Surg Consumable | SEBBIN MICROTEXTURE FIRM HP 415 LSC73-415 | - | SEBBIN | SEBBIN | PRODERMA Drug Store L.L.C | - | - | Each | - | 1120 | CONSUMABLES | - | - | - | - | - | - | - | - | - | - | - | - | - | - | - | - | - | - | - | - | - | - | - | - | - | - | - | - | - | - | - | - | - | - | - | - | - | - | - | - | - | - | - | PRODERMA DRUG STORE LLC | PRODERMA DRUG STORE LLC |  | SEBBIN | SEBBIN |  |  |  |  | EA | 1 | [12 empty] | 42295537 Breast implants |  |  |  |  | IMPLANT | BREAST | COHESIVE, NATURGEL | SILICONE |  |  | 62MM | 112MM |  | 415ML |  |  | GEL, SMOOTH, ROUND, HIGH PROFILE | STERILE |  | DISPOSABLE |  |  | https://garylross.com/wp-content/uploads/2020/10/sebbin-breast-implant-catalogue.pdf |  | Packaging Validated from Input Description | [5 empty] | QC Completed | ok
ESI | 006 |  | NES | Sourced |  |  | NES | ABC | Data Enrichment | ABC | [11 empty] | NMC | 805795 | 30377 | 2422940715 | 30377_2422940715 | Med-Surg Consumable | SEBBIN BREAST IMPLANT 130 CC (LSC 73 130) | - | SEBBIN | SEBBIN | PRODERMA Drug Store L.L.C | - | - | Each | - | 1120 | CONSUMABLES | - | - | - | - | - | - | - | - | - | - | - | - | - | - | - | - | - | - | - | - | - | - | - | - | - | - | - | - | - | - | - | - | - | - | - | - | - | - | - | - | - | - | - | PRODERMA DRUG STORE LLC | PRODERMA DRUG STORE LLC |  | SEBBIN | SEBBIN |  |  |  |  | EA | 1 | [12 empty] | 42295537 Breast implants |  |  |  |  | IMPLANT | BREAST | COHESIVE, NATURGEL | SILICONE |  |  | 42MM | 75MM |  | 130ML |  |  | GEL, SMOOTH, ROUND, HIGH PROFILE | STERILE |  | DISPOSABLE |  |  | https://garylross.com/wp-content/uploads/2020/10/sebbin-breast-implant-catalogue.pdf |  | Packaging Validated from Input Description | [5 empty] | QC Completed | ok
ESI | 006 |  | NES | Sourced |  |  | NES | ABC | Data Enrichment | ABC | [11 empty] | NMC | 805796 | 30378 | 2422940716 | 30378_2422940716 | Med-Surg Consumable | SEBBIN BREAST IMPLANT 150 CC (LSC 73 150) | - | SEBBIN | SEBBIN | PRODERMA Drug Store L.L.C | - | - | Each | - | 1120 | CONSUMABLES | - | - | - | - | - | - | - | - | - | - | - | - | - | - | - | - | - | - | - | - | - | - | - | - | - | - | - | - | - | - | - | - | - | - | - | - | - | - | - | - | - | - | - | PRODERMA DRUG STORE LLC | PRODERMA DRUG STORE LLC |  | SEBBIN | SEBBIN |  |  |  |  | EA | 1 | [12 empty] | 42295537 Breast implants |  |  |  |  | IMPLANT | BREAST | COHESIVE, NATURGEL | SILICONE |  |  | 43MM | 80MM |  | 150ML |  |  | GEL, SMOOTH, ROUND, HIGH PROFILE | STERILE |  | DISPOSABLE |  |  | https://garylross.com/wp-content/uploads/2020/10/sebbin-breast-implant-catalogue.pdf |  | Packaging Validated from Input Description | [5 empty] | QC Completed | ok
ESI | 006 |  | NES | Sourced |  |  | NES | ABC | Data Enrichment | ABC | [11 empty] | NMC | 805797 | 30379 | 2422940718 | 30379_2422940718 | Med-Surg Consumable | SEBBIN MICROTEXTURE FIRM HP 175 # LSC73-175 | - | SEBBIN | SEBBIN | PRODERMA Drug Store L.L.C | - | - | Each | - | 1120 | CONSUMABLES | - | - | - | - | - | - | - | - | - | - | - | - | - | - | - | - | - | - | - | - | - | - | - | - | - | - | - | - | - | - | - | - | - | - | - | - | - | - | - | - | - | - | - | PRODERMA DRUG STORE LLC | PRODERMA DRUG STORE LLC |  | SEBBIN | SEBBIN |  |  |  |  | EA | 1 | [12 empty] | 42295537 Breast implants |  |  |  |  | IMPLANT | BREAST | COHESIVE, NATURGEL | SILICONE |  |  | 45MM | 84MM |  | 175ML |  |  | GEL, SMOOTH, ROUND, HIGH PROFILE | STERILE |  | DISPOSABLE |  |  | https://garylross.com/wp-content/uploads/2020/10/sebbin-breast-implant-catalogue.pdf |  | Packaging Validated from Input Description | [5 empty] | QC Completed | ok
ESI | 006 |  | NES | Sourced |  |  | NES | ABC | Data Enrichment | ABC | [11 empty] | NMC | 805798 | 30380 | 2422940719 | 30380_2422940719 | Med-Surg Consumable | SEBBIN MICROTEXTURE FIRM MP 265 # LSC72-265 | - | SEBBIN | SEBBIN | PRODERMA Drug Store L.L.C | - | - | Each | - | 1120 | CONSUMABLES | - | - | - | - | - | - | - | - | - | - | - | - | - | - | - | - | - | - | - | - | - | - | - | - | - | - | - | - | - | - | - | - | - | - | - | - | - | - | - | - | - | - | - | PRODERMA DRUG STORE LLC | PRODERMA DRUG STORE LLC |  | SEBBIN | SEBBIN |  |  |  |  | EA | 1 | [12 empty] | 42295537 Breast implants |  |  |  |  | IMPLANT | BREAST | COHESIVE, NATURGEL | SILICONE |  |  | 42MM | 107MM |  | 265ML |  |  | GEL, SMOOTH, ROUND, HIGH PROFILE | STERILE |  | DISPOSABLE |  |  | https://garylross.com/wp-content/uploads/2020/10/sebbin-breast-implant-catalogue.pdf |  | Packaging Validated from Input Description | [5 empty] | QC Completed | ok
ESI | 006 |  | NES | Sourced |  |  | NES | ABC | Data Enrichment | ABC | [11 empty] | NMC | 805799 | 30381 | 2422940720 | 30381_2422940720 | Med-Surg Consumable | SEBBIN MICROTEXTURE FIRM MP 285 # LSC72-285 | - | SEBBIN | SEBBIN | PRODERMA Drug Store L.L.C | - | - | Each | - | 1120 | CONSUMABLES | - | - | - | - | - | - | - | - | - | - | - | - | - | - | - | - | - | - | - | - | - | - | - | - | - | - | - | - | - | - | - | - | - | - | - | - | - | - | - | - | - | - | - | PRODERMA DRUG STORE LLC | PRODERMA DRUG STORE LLC |  | SEBBIN | SEBBIN |  |  |  |  | EA | 1 | [12 empty] | 42295537 Breast implants |  |  |  |  | IMPLANT | BREAST | COHESIVE, NATURGEL | SILICONE |  |  | 43MM | 109MM |  | 285ML |  |  | GEL, SMOOTH, ROUND, HIGH PROFILE | STERILE |  | DISPOSABLE |  |  | https://garylross.com/wp-content/uploads/2020/10/sebbin-breast-implant-catalogue.pdf |  | Packaging Validated from Input Description | [5 empty] | QC Completed | ok
ESI | 006 |  | NES | Sourced |  |  | NES | ABC | Data Enrichment | ABC | [11 empty] | NMC | 805800 | 30382 | 2422940721 | 30382_2422940721 | Med-Surg Consumable | SEBBIN MICROTEXTURE FIRM HP 215 LSC73-215 | - | SEBBIN | SEBBIN | PRODERMA Drug Store L.L.C | - | - | Each | - | 1120 | CONSUMABLES | - | - | - | - | - | - | - | - | - | - | - | - | - | - | - | - | - | - | - | - | - | - | - | - | - | - | - | - | - | - | - | - | - | - | - | - | - | - | - | - | - | - | - | PRODERMA DRUG STORE LLC | PRODERMA DRUG STORE LLC |  | SEBBIN | SEBBIN |  |  |  |  | EA | 1 | [12 empty] | 42295537 Breast implants |  |  |  |  | IMPLANT | BREAST | COHESIVE, NATURGEL | SILICONE |  |  | 50MM | 91MM |  | 215ML |  |  | GEL, SMOOTH, ROUND, HIGH PROFILE | STERILE |  | DISPOSABLE |  |  | https://garylross.com/wp-content/uploads/2020/10/sebbin-breast-implant-catalogue.pdf |  | Packaging Validated from Input Description | [5 empty] | QC Completed | ok
ESI | 006 |  | NES | Sourced |  |  | NES | ABC | Data Enrichment | ABC | [11 empty] | NMC | 805801 | 30383 | 2422940723 | 30383_2422940723 | Med-Surg Consumable | SEBBIN MICROTEXTURE FIRM HP 350 LSC73-350 | - | SEBBIN | SEBBIN | PRODERMA Drug Store L.L.C | - | - | Each | - | 1120 | CONSUMABLES | - | - | - | - | - | - | - | - | - | - | - | - | - | - | - | - | - | - | - | - | - | - | - | - | - | - | - | - | - | - | - | - | - | - | - | - | - | - | - | - | - | - | - | PRODERMA DRUG STORE LLC | PRODERMA DRUG STORE LLC |  | SEBBIN | SEBBIN |  |  |  |  | EA | 1 | [12 empty] | 42295537 Breast implants |  |  |  |  | IMPLANT | BREAST | COHESIVE, NATURGEL | SILICONE |  |  | 58MM | 106MM |  | 350ML |  |  | GEL, SMOOTH, ROUND, HIGH PROFILE | STERILE |  | DISPOSABLE |  |  | https://garylross.com/wp-content/uploads/2020/10/sebbin-breast-implant-catalogue.pdf |  | Packaging Validated from Input Description | [5 empty] | QC Completed | ok
ESI | 006 |  | NES | Sourced |  |  | NES | ABC | Data Enrichment | ABC | [11 empty] | NMC | 805802 | 30384 | 2422940726 | 30384_2422940726 | Med-Surg Consumable | SEBBIN MICROTEXTURE FIRM HP 385 LSC73- 385 | - | SEBBIN | SEBBIN | PRODERMA Drug Store L.L.C | - | - | Each | - | 1120 | CONSUMABLES | - | - | - | - | - | - | - | - | - | - | - | - | - | - | - | - | - | - | - | - | - | - | - | - | - | - | - | - | - | - | - | - | - | - | - | - | - | - | - | - | - | - | - | PRODERMA DRUG STORE LLC | PRODERMA DRUG STORE LLC |  | SEBBIN | SEBBIN |  |  |  |  | EA | 1 | [12 empty] | 42295537 Breast implants |  |  |  |  | IMPLANT | BREAST | COHESIVE, NATURGEL | SILICONE |  |  | 60MM | 109MM |  | 385ML |  |  | GEL, SMOOTH, ROUND, HIGH PROFILE | STERILE |  | DISPOSABLE |  |  | https://garylross.com/wp-content/uploads/2020/10/sebbin-breast-implant-catalogue.pdf |  | Packaging Validated from Input Description | [5 empty] | QC Completed | ok
ESI | 006 |  | NES | Sourced |  |  | NES | ABC | Data Enrichment | ABC | [11 empty] | NMC | 805803 | 30385 | 2422940727 | 30385_2422940727 | Med-Surg Consumable | SEBBIN MICROTEXTURE FIRM HP 455 LSC73-455 | - | SEBBIN | SEBBIN | PRODERMA Drug Store L.L.C | - | - | Each | - | 1120 | CONSUMABLES | - | - | - | - | - | - | - | - | - | - | - | - | - | - | - | - | - | - | - | - | - | - | - | - | - | - | - | - | - | - | - | - | - | - | - | - | - | - | - | - | - | - | - | PRODERMA DRUG STORE LLC | PRODERMA DRUG STORE LLC |  | SEBBIN | SEBBIN |  |  |  |  | EA | 1 | [12 empty] | 42295537 Breast implants |  |  |  |  | IMPLANT | BREAST | COHESIVE, NATURGEL | SILICONE |  |  | 64MM | 116MM |  | 455ML |  |  | GEL, SMOOTH, ROUND, HIGH PROFILE | STERILE |  | DISPOSABLE |  |  | https://garylross.com/wp-content/uploads/2020/10/sebbin-breast-implant-catalogue.pdf |  | Packaging Validated from Input Description | [5 empty] | QC Completed | ok
ESI | 006 |  | NES | Sourced |  |  | NES | ABC | Data Enrichment | ABC | [11 empty] | NMC | 805804 | 30386 | 2422950042 | 30386_2422950042 | Med-Surg Consumable | SEBBIN MICROTEXTURE FIRM HP 280 LSC73-280 | - | SEBBIN | SEBBIN | PRODERMA Drug Store L.L.C | - | - | Each | - | 1120 | CONSUMABLES | - | - | - | - | - | - | - | - | - | - | - | - | - | - | - | - | - | - | - | - | - | - | - | - | - | - | - | - | - | - | - | - | - | - | - | - | - | - | - | - | - | - | - | PRODERMA DRUG STORE LLC | PRODERMA DRUG STORE LLC |  | SEBBIN | SEBBIN |  |  |  |  | EA | 1 | [12 empty] | 42295537 Breast implants |  |  |  |  | IMPLANT | BREAST | COHESIVE, NATURGEL | SILICONE |  |  | 55MM | 98MM |  | 280ML |  |  | GEL, SMOOTH, ROUND, HIGH PROFILE | STERILE |  | DISPOSABLE |  |  | https://garylross.com/wp-content/uploads/2020/10/sebbin-breast-implant-catalogue.pdf |  | Packaging Validated from Input Description | [5 empty] | QC Completed | ok
ESI | 006 |  | NES | unsourced |  |  | NES | ABC | Data Enrichment | ABC | [11 empty] | NMC | 805851 | 30526 | 2423103009 | 30526_2423103009 | Med-Surg Consumable | GAUZE SWAB STERILE X-RAY DETECTABLE 12 PLY L10 CM X W10 CM PKT/5 | - | SG HOSPITAL | - | GLOBEMED CARE L.L.C | - | - | PKT | - | 0.66 | CONSUMABLES | - | - | - | - | - | - | - | - | - | - | - | - | - | - | - | - | - | - | - | - | - | - | - | - | - | - | - | - | - | - | - | - | - | - | - | - | - | - | - | - | - | - | - | GLOBEMED CARE LLC | GLOBEMED CARE LLC |  | SG HOSPITAL | SG HOSPITAL |  |  |  |  | EA | 1 | PK | 5 | [10 empty] | 42295406 Laparotomy or surgical x ray detectable sponge or towel |  |  |  |  | SWAB | GAUZE | [5 empty] | 10X10CM |  |  |  |  | 12 PLY | STERILE |  |  |  |  | URL NOT FOUND |  | Packaging Validated from Input Description | [5 empty] | QC Completed | ok
ESI | 006 |  | NES | unsourced |  |  | NES | ABC | Data Enrichment | ABC | [11 empty] | NMC | 805852 | 30527 | 2423103006 | 30527_2423103006 | Med-Surg Consumable | GAUZE SWAB PLAIN NON-STERILE 8 PLY L2 IN X W2 IN PKT/100 | - | SG HOSPITAL | - | GLOBEMED CARE L.L.C | - | - | PKT | - | 1.84 | CONSUMABLES | - | - | - | - | - | - | - | - | - | - | - | - | - | - | - | - | - | - | - | - | - | - | - | - | - | - | - | - | - | - | - | - | - | - | - | - | - | - | - | - | - | - | - | GLOBEMED CARE LLC | GLOBEMED CARE LLC |  | SG HOSPITAL | SG HOSPITAL |  |  |  |  | EA | 1 | PK | 100 | [10 empty] | 42311512 Gauze sponges |  |  |  |  | SWAB | GAUZE | [5 empty] | 2X2IN |  |  |  |  | 8 PLY, PLAIN | NON STERILE |  |  |  |  | URL NOT FOUND |  | Packaging Validated from Input Description | [5 empty] | QC Completed | ok
ESI | 006 |  | NES | unsourced |  |  | NES | ABC | Data Enrichment | ABC | [11 empty] | NMC | 805853 | 30528 | 2423103007 | 30528_2423103007 | Med-Surg Consumable | GAUZE SWAB PLAIN NON-STERILE 8 PLY L3 IN X W3 IN PKT/100 | - | SG HOSPITAL | - | GLOBEMED CARE L.L.C | - | - | PKT | - | 3.24 | CONSUMABLES | - | - | - | - | - | - | - | - | - | - | - | - | - | - | - | - | - | - | - | - | - | - | - | - | - | - | - | - | - | - | - | - | - | - | - | - | - | - | - | - | - | - | - | GLOBEMED CARE LLC | GLOBEMED CARE LLC |  | SG HOSPITAL | SG HOSPITAL |  |  |  |  | EA | 1 | PK | 100 | [10 empty] | 42311512 Gauze sponges |  |  |  |  | SWAB | GAUZE | [5 empty] | 3X3IN |  |  |  |  | 8 PLY, PLAIN | NON STERILE |  |  |  |  | URL NOT FOUND |  | Packaging Validated from Input Description | [5 empty] | QC Completed | ok
ESI | 006 |  | NES | unsourced |  |  | NES | ABC | Data Enrichment | ABC | [11 empty] | NMC | 805854 | 30529 | 2423103008 | 30529_2423103008 | Med-Surg Consumable | GAUZE SWAB PLAIN NON-STERILE 8 PLY L4 IN X W4 IN PKT/100 | - | SG HOSPITAL | - | GLOBEMED CARE L.L.C | - | - | PKT | - | 5.1 | CONSUMABLES | - | - | - | - | - | - | - | - | - | - | - | - | - | - | - | - | - | - | - | - | - | - | - | - | - | - | - | - | - | - | - | - | - | - | - | - | - | - | - | - | - | - | - | GLOBEMED CARE LLC | GLOBEMED CARE LLC |  | SG HOSPITAL | SG HOSPITAL |  |  |  |  | EA | 1 | PK | 100 | [10 empty] | 42311512 Gauze sponges |  |  |  |  | SWAB | GAUZE | [5 empty] | 4X4IN |  |  |  |  | 8 PLY, PLAIN | NON STERILE |  |  |  |  | URL NOT FOUND |  | Packaging Validated from Input Description | [5 empty] | QC Completed | ok
ESI | 006 |  | NES | unsourced |  |  | NES | ABC | Data Enrichment | ABC | [11 empty] | NMC | 805855 | 30530 | 2421402786 | 30530_2421402786 | Med-Surg Consumable | SWAB GAUZE EF55GST L5 CM X W5 CM 12 PLY PLAIN STERILE DOUBLE WRAPPED 5's | - | SG HOSPITAL | EF55GST | GLOBEMED CARE L.L.C | - | - | PKT | - | 3.75 | CONSUMABLES | - | - | - | - | - | - | - | - | - | - | - | - | - | - | - | - | - | - | - | - | - | - | - | - | - | - | - | - | - | - | - | - | - | - | - | - | - | - | - | - | - | - | - | GLOBEMED CARE LLC | GLOBEMED CARE LLC |  | SG HOSPITAL | SG HOSPITAL |  |  |  |  | EA | 1 | PK | 5 | [10 empty] | 42311512 Gauze sponges |  |  |  |  | SWAB | GAUZE | [5 empty] | 5X5CM |  |  |  |  | 12 PLY, PLAIN, DOUBLE WRAPPED | STERILE |  |  |  |  | URL NOT FOUND |  | Packaging Validated from Input Description | [5 empty] | QC Completed | ok
ESI | 006 |  | NES | unsourced |  |  | NES | ABC | Data Enrichment | ABC | [11 empty] | NMC | 805856 | 30531 | 2423103017 | 30531_2423103017 | Med-Surg Consumable | GAUZE SWAB EF55GSTSP PLAIN STERILE 12 PLY SINGLE WRAPPED L5 CM X W5 CM POUCH/5 | - | SG HOSPITAL | EF55GSTSP | GLOBEMED CARE | - | - | POU | - | 0.25 | CONSUMABLES | - | - | - | - | - | - | - | - | - | - | - | - | - | - | - | - | - | - | - | - | - | - | - | - | - | - | - | - | - | - | - | - | - | - | - | - | - | - | - | - | - | - | - | GLOBEMED CARE LLC | GLOBEMED CARE LLC |  | SG HOSPITAL | SG HOSPITAL |  |  |  |  | EA | 1 | POU | 5 | [10 empty] | 42311512 Gauze sponges |  |  |  |  | SWAB | GAUZE | [5 empty] | 5X5CM |  |  |  |  | 12 PLY, PLAIN, SINGLE WRAPPED | STERILE |  |  |  |  | URL NOT FOUND |  | Packaging Validated from Input Description | [5 empty] | QC Completed | ok
ESI | 006 |  | NES | unsourced |  |  | NES | ABC | Data Enrichment | ABC | [11 empty] | NMC | 805857 | 30532 | 2423103018 | 30532_2423103018 | Med-Surg Consumable | GAUZE SWAB EF10GST PLAIN STERILE 12 PLY DOUBLE WRAPPED L10 CM X W10 CM POUCH/5 | - | SG HOSPITAL | EF55GSTSP | GLOBEMED CARE | - | - | POU | - | 0.85 | CONSUMABLES | - | - | - | - | - | - | - | - | - | - | - | - | - | - | - | - | - | - | - | - | - | - | - | - | - | - | - | - | - | - | - | - | - | - | - | - | - | - | - | - | - | - | - | GLOBEMED CARE LLC | GLOBEMED CARE LLC |  | SG HOSPITAL | SG HOSPITAL |  |  |  |  | EA | 1 | POU | 5 | [10 empty] | 42311512 Gauze sponges |  |  |  |  | SWAB | GAUZE | [5 empty] | 10X10CM |  |  |  |  | 12 PLY, PLAIN, DOUBLE WRAPPED | STERILE |  |  |  |  | URL NOT FOUND |  | Packaging Validated from Input Description | [5 empty] | QC Completed | ok
ESI | 006 |  | NES | unsourced |  |  | NES | ABC | Data Enrichment | ABC | [11 empty] | NMC | 805858 | 30533 | 2423103021 | 30533_2423103021 | Med-Surg Consumable | GAUZE SWAB EF16XGS SUPERB STERILE 16 PLY X-RAY DOUBLE WRAPPED L10 CM X W10 CM POUCH/5 | - | SG HOSPITAL | EF55GSTSP | GLOBEMED CARE | - | - | POU | - | 0.79 | CONSUMABLES | - | - | - | - | - | - | - | - | - | - | - | - | - | - | - | - | - | - | - | - | - | - | - | - | - | - | - | - | - | - | - | - | - | - | - | - | - | - | - | - | - | - | - | GLOBEMED CARE LLC | GLOBEMED CARE LLC |  | SG HOSPITAL | SG HOSPITAL |  |  |  |  | EA | 1 | POU | 5 | [10 empty] | 42311512 Gauze sponges |  |  |  |  | SWAB | GAUZE | [5 empty] | 10X10CM |  |  |  |  | 16 PLY, X-RAY, DOUBLE WRAPPED, SUPERB | STERILE |  |  |  |  | URL NOT FOUND |  | Packaging Validated from Input Description | [5 empty] | QC Completed | ok
ESI | 006 |  | NES | unsourced |  |  | NES | ABC | Data Enrichment | ABC | [11 empty] | NMC | 805859 | 30534 | 2423102839 | 30534_2423102839 | Med-Surg Consumable | GAUZE COTTON ABSORBANT 90CM X 100MTR 4PLY | - | SG HOSPITAL | SG HOSPITAL | GLOBEMED CARE L.L.C | - | - | Each | - | 64 | CONSUMABLES | - | - | - | - | - | - | - | - | - | - | - | - | - | - | - | - | - | - | - | - | - | - | - | - | - | - | - | - | - | - | - | - | - | - | - | - | - | - | - | - | - | - | - | GLOBEMED CARE LLC | GLOBEMED CARE LLC |  | SG HOSPITAL | SG HOSPITAL |  |  |  |  | EA | 1 | [12 empty] | 42312404 Impregnated packing gauze |  |  |  |  | GAUZE | IMPREGNATED |  | COTTON |  |  |  | 100MX90CM |  |  |  |  | 4 PLY, ABSORBANT | [5 empty] | URL NOT FOUND |  | Packaging Validated from Input Description | [5 empty] | QC Completed | ok
ESI | 006 |  | NES | unsourced |  |  | NES | ABC | Data Enrichment | ABC | [11 empty] | NMC | 805860 | 30535 | 2422923595 | 30535_2422923595 | Med-Surg Consumable | SWAB GAUZE 10X10 PLAIN STERILE DOUBLE WRAPPED REF# EF10GST PACKING (5'S/POUCH, 20'SPOUCHES/BOX,24'S BOXES /CARTON) MFR:SG HOSPITAL-PRC | - | SG HOSPITAL | SG HOSPITAL-PRC | GLOBEMED CARE L.L.C | - | - | BOX | - | 17 | CONSUMABLES | - | - | - | - | - | - | - | - | - | - | - | - | - | - | - | - | - | - | - | - | - | - | - | - | - | - | - | - | - | - | - | - | - | - | - | - | - | - | - | - | - | - | - | GLOBEMED CARE LLC | GLOBEMED CARE LLC |  | SG HOSPITAL | SG HOSPITAL |  |  |  |  | POU | 1 | BX | 20 | CT | 480 | [8 empty] | 42311512 Gauze sponges |  |  |  |  | SWAB | GAUZE | [5 empty] | 10X10CM |  |  |  |  | PLAIN, DOUBLE WRAPPED | STERILE |  |  |  |  | URL NOT FOUND |  | Packaging Validated from Input Description | [5 empty] | QC Completed | ok
ESI | 006 |  | NES | unsourced |  |  | NES | ABC | Data Enrichment | ABC | [11 empty] | NMC | 805861 | 30536 | 2422922277 | 30536_2422922277 | Med-Surg Consumable | LAP SPONGE 45X45 X-RAY GAUZE STERILE (KINGSTAR)#SUP45LST5-HM DOUBLE WRAP (TIDE 5'S)PACKING:5CS/POUCH,45POUCHES/CTN MFR:SG HOSPITAL/PRC | - | SG HOSPITAL | SG HOSPITAL-PRC | GLOBEMED CARE L.L.C | - | - | BOX | - | 421 | CONSUMABLES | - | - | - | - | - | - | - | - | - | - | - | - | - | - | - | - | - | - | - | - | - | - | - | - | - | - | - | - | - | - | - | - | - | - | - | - | - | - | - | - | - | - | - | GLOBEMED CARE LLC | GLOBEMED CARE LLC |  | SG HOSPITAL | SG HOSPITAL |  |  |  |  | EA | 1 | POU | 5 | CT | 45 | [8 empty] | 42295406 Laparotomy or surgical x ray detectable sponge or towel |  |  |  |  | SPONGE | LAPAROSCOPIC | [10 empty] | GAUZE, DOUBLE WRAP | STERILE |  |  |  |  | URL NOT FOUND |  | Packaging Validated from Input Description | [5 empty] | QC Completed | ok
ESI | 006 |  | NES | unsourced |  |  | NES | ABC | Data Enrichment | ABC | [11 empty] | NMC | 805862 | 30537 | 2421402787 | 30537_2421402787 | Med-Surg Consumable | SWAB GAUZE UF5G08NS L5 CM X W5 CM 8 PLY PLAIN NON-STERILE 100's | - | SG HOSPITAL | UF5G08NS | GLOBEMED CARE L.L.C | - | - | PKT | - | 2.25 | CONSUMABLES | - | - | - | - | - | - | - | - | - | - | - | - | - | - | - | - | - | - | - | - | - | - | - | - | - | - | - | - | - | - | - | - | - | - | - | - | - | - | - | - | - | - | - | GLOBEMED CARE LLC | GLOBEMED CARE LLC |  | SG HOSPITAL | SG HOSPITAL |  |  |  |  | EA | 1 | PK | 100 | [10 empty] | 42311512 Gauze sponges |  |  |  |  | SWAB | GAUZE | [5 empty] | 5X5CM |  |  |  |  | 8 PLY, PLAIN | NON STERILE |  |  |  |  | URL NOT FOUND |  | Packaging Validated from Input Description | [5 empty] | QC Completed | ok
ESI | 006 |  | NES | unsourced |  |  | NES | ABC | Data Enrichment | ABC | [11 empty] | NMC | 805866 | 30543 | 2422911428 | 30543_2422911428 | Med-Surg Consumable | ELECTROSURGICAL CAUTERY PAD WITH CABLE ADULT DISPOSABLE EACH | - | SHANGYU XINYUE | - | AL JAWAHIR MEDICAL SUPPLIES | - | - | Each | - | 6.35 | CONSUMABLES | - | - | - | - | - | - | - | - | - | - | - | - | - | - | - | - | - | - | - | - | - | - | - | - | - | - | - | - | - | - | - | - | - | - | - | - | - | - | - | - | - | - | - | AL JAWAHIR MEDICAL SUPPLIES LLC | AL JAWAHIR MEDICAL SUPPLIES LLC |  | SHANGYU XINYUE MEDICAL APPLIANCE CO LTD | SHANGYU XINYUE MEDICAL APPLIANCE CO LTD |  |  |  |  | EA | 1 | [12 empty] | 42295143 Electrosurgical or electrocautery accessories or attachments |  |  |  |  | CAUTERY | ELECTROSURGICAL |  |  | ADULT | [7 empty] | PAD WITH CABLE |  |  | DISPOSABLE |  |  | URL NOT FOUND |  | Packaging Validated from Input Description | [5 empty] | QC Completed | ok
ESI | 006 |  | NES | Sourced |  |  | NES | ABC | Data Enrichment | ABC | [11 empty] | NMC | 805867 | 30544 | 2422907998 | 30544_2422907998 | Med-Surg Consumable | PENCIL ELECTROSURGICAL XY-P401 STAINLESS STEEL OD2.35 MM 3M CONNECTING CABLE STERILE TEFLON COATED | - | SHANGYU XINYUE | XY-P401 | AL JAWAHIR MEDICAL SUPPLIES LLC | - | - | Each | - | 6.5 | CONSUMABLES | - | - | - | - | - | - | - | - | - | - | - | - | - | - | - | - | - | - | - | - | - | - | - | - | - | - | - | - | - | - | - | - | - | - | - | - | - | - | - | - | - | - | - | AL JAWAHIR MEDICAL SUPPLIES LLC | AL JAWAHIR MEDICAL SUPPLIES LLC |  | SHANGYU XINYUE | SHANGYU XINYUE |  |  |  |  | PC | 1 | CT | 100 | [10 empty] | 42295143 Electrosurgical or electrocautery accessories or attachments |  |  |  |  | PENCIL | ELECTROSURGICAL |  | STAINLESS STEEL |  |  |  | 2.35MMX3M |  |  |  |  | CONNECTING CABLE, TEFLON COATED | STERILE |  |  |  |  | https://xinyuemedical.en.made-in-china.com/product/OdunFsPrlDkl/China-Disposable-Electrosurgical-Pencil-with-Teflon-Electrode.html | [7 empty] | QC Completed | ok
ESI | 006 |  | NES | Sourced |  |  | NES | ABC | Data Enrichment | ABC | [11 empty] | NMC | 805868 | 30545 | 2422702190 | 30545_2422702190 | Med-Surg Consumable | MASK ANESTHESIA MZM-02-05 MEDIUM ADULT SIZE 4 INFLATABLE AIR CUSHION VERTICAL VALCE DISPOSABLE 100's | - | SHAOXING UNDIS | MZM-02-05 | GULF DRUG LLC | - | - | BOX | - | 410 | CONSUMABLES | - | - | - | - | - | - | - | - | - | - | - | - | - | - | - | - | - | - | - | - | - | - | - | - | - | - | - | - | - | - | - | - | - | - | - | - | - | - | - | - | - | - | - | GULF DRUG LLC | GULF DRUG LLC |  | SHAOXING UNDIS MEDICAL TECHNOLOGY CO LTD | SHAOXING UNDIS MEDICAL TECHNOLOGY CO LTD |  |  |  |  | EA | 1 | BX | 100 | [10 empty] | 42272512 Anesthetic gas masks |  |  |  |  | MASK | ANESTHESIA |  |  |  |  | 4 | [5 empty] | INFLATABLE AIR CUSHION VERTICAL VALCE |  |  | DISPOSABLE |  |  | https://www.undis.cn/product_detail/48.html | [7 empty] | QC Completed | ok
ESI | 006 |  | NES | Sourced |  |  | NES | ABC | Data Enrichment | ABC | [11 empty] | NMC | 805869 | 30546 | 2422702191 | 30546_2422702191 | Med-Surg Consumable | MASK ANESTHESIA MZM-02-06 MEDIUM ADULT SIZE 5 INFLATABLE AIR CUSHION VERTICAL VALCE DISPOSABLE 100's | - | SHAOXING UNDIS | MZM-02-06 | GULF DRUG LLC | - | - | BOX | - | 410 | CONSUMABLES | - | - | - | - | - | - | - | - | - | - | - | - | - | - | - | - | - | - | - | - | - | - | - | - | - | - | - | - | - | - | - | - | - | - | - | - | - | - | - | - | - | - | - | GULF DRUG LLC | GULF DRUG LLC |  | SHAOXING UNDIS MEDICAL TECHNOLOGY CO LTD | SHAOXING UNDIS MEDICAL TECHNOLOGY CO LTD |  |  |  |  | EA | 1 | BX | 100 | [10 empty] | 42272512 Anesthetic gas masks |  |  |  |  | MASK | ANESTHESIA |  |  |  |  | 5 | [5 empty] | INFLATABLE AIR CUSHION VERTICAL VALCE |  |  | DISPOSABLE |  |  | https://www.undis.cn/product_detail/48.html | [7 empty] | QC Completed | ok
ESI | 006 |  | NES | Sourced |  |  | NES | ABC | Data Enrichment | ABC | [11 empty] | NMC | 805870 | 30547 | 2422702192 | 30547_2422702192 | Med-Surg Consumable | MASK ANESTHESIA MZM-02-03 SMALL ADULT SIZE 3 INFLATABLE AIR CUSHION VERTICAL VALCE DISPOSABLE 100's | - | SHAOXING UNDIS | MZM-02-03 | GULF DRUG LLC | - | - | BOX | - | 410 | CONSUMABLES | - | - | - | - | - | - | - | - | - | - | - | - | - | - | - | - | - | - | - | - | - | - | - | - | - | - | - | - | - | - | - | - | - | - | - | - | - | - | - | - | - | - | - | GULF DRUG LLC | GULF DRUG LLC |  | SHAOXING UNDIS MEDICAL TECHNOLOGY CO LTD | SHAOXING UNDIS MEDICAL TECHNOLOGY CO LTD |  |  |  |  | EA | 1 | BX | 100 | [10 empty] | 42272512 Anesthetic gas masks |  |  |  |  | MASK | ANESTHESIA |  |  |  |  | 3 | [5 empty] | INFLATABLE AIR CUSHION VERTICAL VALCE |  |  | DISPOSABLE |  |  | https://www.undis.cn/product_detail/48.html | [7 empty] | QC Completed | ok
ESI | 006 |  | NES | unsourced |  |  | NES | ABC | Data Enrichment | ABC | [11 empty] | NMC | 805871 | 30548 | 2422702213 | 30548_2422702213 | Med-Surg Consumable | MASK ANESTHESIA MZM-04-04 SIZE 3 REUSABLE | - | SHAOXING UNDIS | MZM-04-04 | GULF DRUG LLC | - | - | Each | - | 85 | CONSUMABLES | - | - | - | - | - | - | - | - | - | - | - | - | - | - | - | - | - | - | - | - | - | - | - | - | - | - | - | - | - | - | - | - | - | - | - | - | - | - | - | - | - | - | - | GULF DRUG LLC | GULF DRUG LLC |  | SHAOXING UNDIS MEDICAL TECHNOLOGY CO LTD | SHAOXING UNDIS MEDICAL TECHNOLOGY CO LTD |  |  |  |  | EA | 1 | BX | 100 | [10 empty] | 42272512 Anesthetic gas masks |  |  |  |  | MASK | ANESTHESIA | [13 empty] | REUSABLE |  |  | URL NOT FOUND |  | Packaging Validated from Input Description | [5 empty] | QC Completed | ok
ESI | 006 |  | NES | unsourced |  |  | NES | ABC | Data Enrichment | ABC | [11 empty] | NMC | 805872 | 30549 | 2422702214 | 30549_2422702214 | Med-Surg Consumable | MASK ANESTHESIA MZM-04-05 SIZE 4 REUSABLE | - | SHAOXING UNDIS | MZM-04-05 | GULF DRUG LLC | - | - | Each | - | 85 | CONSUMABLES | - | - | - | - | - | - | - | - | - | - | - | - | - | - | - | - | - | - | - | - | - | - | - | - | - | - | - | - | - | - | - | - | - | - | - | - | - | - | - | - | - | - | - | GULF DRUG LLC | GULF DRUG LLC |  | SHAOXING UNDIS MEDICAL TECHNOLOGY CO LTD | SHAOXING UNDIS MEDICAL TECHNOLOGY CO LTD |  |  |  |  | EA | 1 | [12 empty] | 42272512 Anesthetic gas masks |  |  |  |  | MASK | ANESTHESIA |  |  |  |  | 4 | [8 empty] | REUSABLE |  |  | URL NOT FOUND |  | Packaging Validated from Input Description | [5 empty] | QC Completed | ok
ESI | 006 |  | NES | unsourced |  |  | NES | ABC | Data Enrichment | ABC | [11 empty] | NMC | 805873 | 30550 | 2422702215 | 30550_2422702215 | Med-Surg Consumable | MASK ANESTHESIA MZM-04-06 SIZE 5 REUSABLE | - | SHAOXING UNDIS | MZM-04-06 | GULF DRUG LLC | - | - | Each | - | 85 | CONSUMABLES | - | - | - | - | - | - | - | - | - | - | - | - | - | - | - | - | - | - | - | - | - | - | - | - | - | - | - | - | - | - | - | - | - | - | - | - | - | - | - | - | - | - | - | GULF DRUG LLC | GULF DRUG LLC |  | SHAOXING UNDIS MEDICAL TECHNOLOGY CO LTD | SHAOXING UNDIS MEDICAL TECHNOLOGY CO LTD |  |  |  |  | EA | 1 | [12 empty] | 42272512 Anesthetic gas masks |  |  |  |  | MASK | ANESTHESIA |  |  |  |  | 5 | [8 empty] | REUSABLE |  |  | URL NOT FOUND |  | Packaging Validated from Input Description | [5 empty] | QC Completed | ok
ESI | 006 |  | NES | unsourced |  |  | NES | ABC | Data Enrichment | ABC | [11 empty] | NMC | 805875 | 30592 | 2421801277 | 30592_2421801277 | Med-Surg Consumable | SENSOR OXIMETER SN09T-117 SPO2 NEONATE/ADULT ADHESIVE GE TRUSIGNAL DISPOSABLE | - | SHENZHEN CAREMED | SN09T-117 SPO2 | HESSA MEDICAL EQUIPMENT | - | - | EA | - | 40 | CONSUMABLES | - | - | - | - | - | - | - | - | - | - | - | - | - | - | - | - | - | - | - | - | - | - | - | - | - | - | - | - | - | - | - | - | - | - | - | - | - | - | - | - | - | - | - | HESSA MEDICAL EQUIPMENT | HESSA MEDICAL EQUIPMENT |  | SHENZHEN CAREMED MEDICAL TECHNOLOGY CO LTD | SHENZHEN CAREMED MEDICAL TECHNOLOGY CO LTD |  |  |  |  | EA | 1 | [12 empty] | 42181803 Pulse oximeter probes or sensors |  |  |  |  | SENSOR | OXIMETER |  |  | NEONATE,ADULT | [7 empty] | ADHESIVE GE TRUSIGNAL |  |  | DISPOSABLE |  |  | URL NOT FOUND |  | Packaging Validated from Input Description | [5 empty] | QC Completed | ok
ESI | 006 |  | NES | unsourced |  |  | NES | ABC | Data Enrichment | ABC | [11 empty] | NMC | 805877 | 30594 | 2512400117 | 30594_2512400117 | Med-Surg Consumable | TIP DERMATOLOGY I004 FOR DERMA PEN 50's | - | SHENZHEN VEGAS BIOTECH CO.LTD | I004 | LA VIDA FZE | - | - | BOX | - | 550 | CONSUMABLES | - | - | - | - | - | - | - | - | - | - | - | - | - | - | - | - | - | - | - | - | - | - | - | - | - | - | - | - | - | - | - | - | - | - | - | - | - | - | - | - | - | - | - | LA VIDA FZE | LA VIDA FZE |  | SHENZHEN VEGAS BIOTECH CO LTD | SHENZHEN VEGAS BIOTECH CO LTD |  |  |  |  | EA | 1 | BX | 50 | [10 empty] | 42295402 Surgical marking pens |  |  |  |  | TIP | PEN | [16 empty] | URL NOT FOUND |  | Packaging Validated from Input Description | [5 empty] | QC Completed | ok
ESI | 006 |  | NES | Sourced |  |  | NES | ABC | Data Enrichment | ABC | [11 empty] | NMC | 805878 | 30787 | 2421502706 | 30787_2421502706 | Med-Surg Consumable | MASK GINGIVA 960101 SHERAGINGIVAL SILICONE 2 DOUBLE CARTRIDGES 12 MIXING NOZZLES PINK | - | SHERA | 960101 | PHARMATRADE | - | - | BOX | - | 944 | CONSUMABLES | - | - | - | - | - | - | - | - | - | - | - | - | - | - | - | - | - | - | - | - | - | - | - | - | - | - | - | - | - | - | - | - | - | - | - | - | - | - | - | - | - | - | - | PHARMATRADE | PHARMATRADE |  | SHERA | SHERA |  |  |  |  | BX | 1 | [12 empty] | 42152480 Dental impression materials |  |  |  |  | KIT | DENTAL |  | SILICONE | [8 empty] | SHERAGINGIVAL, 2 DOUBLE CARTRIDGES, 12 MIXING NOZZLES |  |  |  | PINK |  | https://www.lusitaniadent.com/Shera2012gb.pdf |  | Packaging Validated from Input Description | [5 empty] | QC Completed | ok
ESI | 006 |  | NES | unsourced |  |  | NES | ABC | Data Enrichment | ABC | [11 empty] | NMC | 806045 | 31463 | 2512400623 | 31463_2512400623 | Med-Surg Consumable | SYRINGE DERMAL PRE-FILLED RRS HYALIFT HA LONG LASTING 3ML X 1 VIAL | - | SKINTECH PHARMA | - | DERMA CARE INTERNATIONAL CO.LLC | - | - | EA | - | 651.48 | CONSUMABLES | - | - | - | - | - | - | - | - | - | - | - | - | - | - | - | - | - | - | - | - | - | - | - | - | - | - | - | - | - | - | - | - | - | - | - | - | - | - | - | - | - | - | - | DERMA CARE INTERNATIONAL CO LLC | DERMA CARE INTERNATIONAL CO LLC |  | SKIN TECH PHARMA GROUP | SKIN TECH PHARMA GROUP |  |  |  |  | VI | 1 | [12 empty] | 42142619 Prefilled flush syringes |  |  |  |  | SYRINGE | PREFILLED | RRS, HYALIFT | HA | [5 empty] | 3ML |  | DERMAL | LONG LASTING | [5 empty] | URL NOT FOUND |  | Packaging Validated from Input Description | [5 empty] | QC Completed | ok
ESI | 006 |  | NES | unsourced |  |  | NES | ABC | Data Enrichment | ABC | [11 empty] | NMC | 806048 | 31466 | 2512400569 | 31466_2512400569 | Med-Surg Consumable | SYRINGE DERMAL PRE-FILLED RRS HYALIFT 75 PROACTIVE 3ML X 1 VIAL | - | SKINTECH PHARMA | SKINTECH PHARMA | DERMA CARE INTERNATIONAL CO.LLC | - | - | Each | - | 480 | CONSUMABLES | - | - | - | - | - | - | - | - | - | - | - | - | - | - | - | - | - | - | - | - | - | - | - | - | - | - | - | - | - | - | - | - | - | - | - | - | - | - | - | - | - | - | - | DERMA CARE INTERNATIONAL CO LLC | DERMA CARE INTERNATIONAL CO LLC |  | SKIN TECH PHARMA GROUP | SKIN TECH PHARMA GROUP |  |  |  |  | VI | 1 | [12 empty] | 42142619 Prefilled flush syringes |  |  |  |  | SYRINGE | PREFILLED | RRS HYALIFT 75 | [6 empty] | 3ML |  | DERMAL | PROACTIVE | [5 empty] | URL NOT FOUND |  | Packaging Validated from Input Description | [5 empty] | QC Completed | ok
ESI | 006 |  | NES | Sourced |  |  | NES | ABC | Data Enrichment | ABC | [11 empty] | NMC | 806051 | 31469 | 2422701073 | 31469_2422701073 | Med-Surg Consumable | CIRCUIT PATIENT BC5188/400/15 L10 MM DISPOSABLE FOR USE WITH SLE4000/5000 15's | - | SLE | BC5188/400/15 | GULF & WORLD TRADERS | - | - | BOX | - | 1975 | CONSUMABLES | - | - | - | - | - | - | - | - | - | - | - | - | - | - | - | - | - | - | - | - | - | - | - | - | - | - | - | - | - | - | - | - | - | - | - | - | - | - | - | - | - | - | - | GULF & WORLD TRADERS | GULF & WORLD TRADERS |  | SLE | SLE |  |  |  |  | EA | 1 | BX | 15 | [10 empty] | 42272209 Ventilator circuits |  |  |  |  | CIRCUIT | BREATHING | [5 empty] | 10MM |  |  |  |  | FOR USE WITH SLE4000 AND SLE5000 INFANT VENTILATORS |  |  | DISPOSABLE |  |  | https://www.ssemmthembu.co.za/images/PDFs/SLE/SLE5000english.pdf | [7 empty] | QC Completed | ok
ESI | 006 |  | NES | unsourced |  |  | NES | ABC | Data Enrichment | ABC | [11 empty] | NMC | 806052 | 31470 | 2422701627 | 31470_2422701627 | Med-Surg Consumable | CIRCUIT BREATHING BC6188 L10 MM NEONATAL/ INFANT TUBING DISPOSABLE FOR USE WITH SLE6000 | - | SLE | BC6188 | GULF & WORLD TRADERS | - | - | Each | - | 171 | CONSUMABLES | - | - | - | - | - | - | - | - | - | - | - | - | - | - | - | - | - | - | - | - | - | - | - | - | - | - | - | - | - | - | - | - | - | - | - | - | - | - | - | - | - | - | - | GULF & WORLD TRADERS | GULF & WORLD TRADERS |  | SLE LIMITED | SLE LIMITED |  |  |  |  | EA | 1 | [12 empty] | 42272230 Ventilator circuit accessories |  |  |  |  | CIRCUIT | BREATHING |  |  | INFANT, NEONATAL |  |  | 10MM |  |  |  |  | TUBING, FOR USE WITH SLE6000 |  |  | DISPOSABLE |  |  | URL NOT FOUND |  | Packaging Validated from Input Description | [5 empty] | QC Completed | ok
ESI | 006 |  | NES | Third Party |  |  | NES | ABC | Data Enrichment | ABC | [11 empty] | NMC | 806057 | 31476 | 2422701854 | 31476_2422701854 | Med-Surg Consumable | CIRCUIT BREATHING BC6188/15 L10 MM NEONATAL/ INFANT TUBING DISPOSABLE FOR USE WITH SLE6000 15's | - | SLE | SLE | GULF & WORLD TRADERS | - | - | BOX | - | 1950 | CONSUMABLES | - | - | - | - | - | - | - | - | - | - | - | - | - | - | - | - | - | - | - | - | - | - | - | - | - | - | - | - | - | - | - | - | - | - | - | - | - | - | - | - | - | - | - | GULF & WORLD TRADERS | GULF & WORLD TRADERS |  | SLE LIMITED | SLE LIMITED |  |  |  |  | EA | 1 | BX | 15 | [10 empty] | 42272209 Ventilator circuits |  |  |  |  | CIRCUIT | BREATHING |  |  | INFANT, NEONATAL |  |  | 10MM |  |  |  |  | TUBING, FOR USE WITH SLE6000 |  |  | DISPOSABLE |  |  | https://myhealthbox.eu/en/sle-6000-infant-ventilator/5390302 |  | Packaging Validated from Input Description | [5 empty] | QC Completed | ok
ESI | 006 |  | NES | Sourced |  |  | NES | ABC | Data Enrichment | ABC | [11 empty] | NMC | 806059 | 31505 | 2422701571 | 31505_2422701571 | Med-Surg Consumable | MASK BIPAP 50933 VERASEAL 2 NON-VENTED FULL FACE WITH ADVANCED CUSHION AND AIR GEL TECHNOLOGY SMALL | - | SLEEPNET | SLEEPNET | NEW AL FARWANIYA SURGICAL | - | - | Each | - | 140 | CONSUMABLES | - | - | - | - | - | - | - | - | - | - | - | - | - | - | - | - | - | - | - | - | - | - | - | - | - | - | - | - | - | - | - | - | - | - | - | - | - | - | - | - | - | - | - | NEW AL FARWANIYA SURGICAL | NEW AL FARWANIYA SURGICAL |  | SLEEPNET CORPORATION | SLEEPNET CORPORATION |  |  |  |  | EA | 1 | CA | 30 | [10 empty] | 42272225 Bi level positive airway pressure Bi PAP accessories |  |  |  |  | MASK | BIPAP | VERASEAL 2 |  |  |  | SMALL | 3.90X6.62X3.85IN |  |  |  | FULL FACE | NON-VENTED, WITH EZFIT HEADGEAR, ADVANCED CUSHION AND AIR GEL TECHNOLOGY |  |  | DISPOSABLE |  |  | https://www.sleepnetmasks.com/wp-content/uploads/2020/06/M90018_Verasea2_RevE_65-1.pdf |  | Packaging Validated from Input Description | [5 empty] | QC Completed | ok
ESI | 006 |  | NES | Sourced |  |  | NES | ABC | Data Enrichment | ABC | [11 empty] | NMC | 806060 | 31506 | 2422701572 | 31506_2422701572 | Med-Surg Consumable | MASK BIPAP 50934 VERASEAL 2 NON-VENTED FULL FACE WITH ADVANCED CUSHION AND AIR GEL TECHNOLOGY MEDIUM | - | SLEEPNET | SLEEPNET | NEW AL FARWANIYA SURGICAL | - | - | Each | - | 140 | CONSUMABLES | - | - | - | - | - | - | - | - | - | - | - | - | - | - | - | - | - | - | - | - | - | - | - | - | - | - | - | - | - | - | - | - | - | - | - | - | - | - | - | - | - | - | - | NEW AL FARWANIYA SURGICAL | NEW AL FARWANIYA SURGICAL |  | SLEEPNET CORPORATION | SLEEPNET CORPORATION |  |  |  |  | EA | 1 | CA | 30 | [10 empty] | 42272225 Bi level positive airway pressure Bi PAP accessories |  |  |  |  | MASK | BIPAP | VERASEAL 2 |  |  |  | MEDIUM | 4.21X6.75X3.95IN |  |  |  | FULL FACE | NON-VENTED, WITH EZFIT HEADGEAR, ADVANCED CUSHION AND AIR GEL TECHNOLOGY |  |  | DISPOSABLE |  |  | https://www.sleepnetmasks.com/wp-content/uploads/2020/06/M90018_Verasea2_RevE_65-1.pdf | [7 empty] | QC Completed | ok
ESI | 006 |  | NES | Sourced |  |  | NES | ABC | Data Enrichment | ABC | [11 empty] | NMC | 806061 | 31507 | 2422701573 | 31507_2422701573 | Med-Surg Consumable | MASK BIPAP 50935 VERASEAL 2 NON-VENTED FULL FACE WITH ADVANCED CUSHION AND AIR GEL TECHNOLOGY LARGE | - | SLEEPNET | SLEEPNET | NEW AL FARWANIYA SURGICAL | - | - | Each | - | 140 | CONSUMABLES | - | - | - | - | - | - | - | - | - | - | - | - | - | - | - | - | - | - | - | - | - | - | - | - | - | - | - | - | - | - | - | - | - | - | - | - | - | - | - | - | - | - | - | NEW AL FARWANIYA SURGICAL | NEW AL FARWANIYA SURGICAL |  | SLEEPNET CORPORATION | SLEEPNET CORPORATION |  |  |  |  | EA | 1 | CA | 30 | [10 empty] | 42272225 Bi level positive airway pressure Bi PAP accessories |  |  |  |  | MASK | BIPAP | VERASEAL 2 |  |  |  | LARGE | 4.36X6.75X4.05IN |  |  |  | FULL FACE | NON-VENTED, WITH EZFIT HEADGEAR, ADVANCED CUSHION AND AIR GEL TECHNOLOGY |  |  | DISPOSABLE |  |  | https://www.sleepnetmasks.com/wp-content/uploads/2020/06/M90018_Verasea2_RevE_65-1.pdf | [7 empty] | QC Completed | ok
ESI | 006 |  | NES | Sourced |  |  | NES | ABC | Data Enrichment | ABC | [11 empty] | NMC | 806062 | 31508 | 2422702024 | 31508_2422702024 | Med-Surg Consumable | MASK BIPAP 50951 VERASEAL 3 NON-VENTED WITH HEADGEAR FOREHEAD CUSHION AND AIR GEL TECHNOLOGY LARGE | - | SLEEPNET | SLEEPNET | REHMANZ TRADING FZC LLC | - | - | Each | - | 225 | CONSUMABLES | - | - | - | - | - | - | - | - | - | - | - | - | - | - | - | - | - | - | - | - | - | - | - | - | - | - | - | - | - | - | - | - | - | - | - | - | - | - | - | - | - | - | - | REHMANZ TRADING FZC LLC | REHMANZ TRADING FZC LLC |  | SLEEPNET CORPORATION | SLEEPNET CORPORATION |  |  |  |  | EA | 1 | [12 empty] | 42272225 Bi level positive airway pressure Bi PAP accessories |  |  |  |  | MASK | BIPAP | VERASEAL 3 |  |  |  | LARGE | [5 empty] | NON-VENTED, WITH HEADGEAR, FOREHEAD CUSHION AND AIR GEL TECHNOLOGY | [5 empty] | https://www.sleepnetmasks.com/wp-content/uploads/2020/06/M90082-01-Veraseal-3-Rev-A.pdf |  | Packaging Validated from Input Description | [5 empty] | QC Completed | ok
ESI | 006 |  | NES | unsourced |  |  | NES | ABC | Data Enrichment | ABC | [11 empty] | NMC | 806068 | 31516 | 2421401013 | 31516_2421401013 | Med-Surg Consumable | SYRINGE MEDICAL 45-50-14A OD18 GA X L1-1/2 IN 50 ML LUER LOCK 25's | - | SMD | 45-5014A | ALPHAMED CO. (ABU DHABI) LTD. | - | - | BOX | - | 19 | CONSUMABLES | - | - | - | - | - | - | - | - | - | - | - | - | - | - | - | - | - | - | - | - | - | - | - | - | - | - | - | - | - | - | - | - | - | - | - | - | - | - | - | - | - | - | - | ALPHAMED CO (ABU DHABI) LTD | ALPHAMED CO (ABU DHABI) LTD |  | SMD | SMD |  |  |  |  | EA | 1 | BX | 25 | [10 empty] | 42142608 Medical syringes without needle |  |  |  |  | SYRINGE | MEDICAL | [5 empty] | 18GAXL1-1/2IN |  | 50ML |  |  | LUER LOCK | [5 empty] | URL NOT FOUND |  | Packaging Validated from Input Description | [5 empty] | QC Completed | ok
ESI | 006 |  | NES | Sourced |  |  | NES | ABC | Data Enrichment | ABC | [11 empty] | NMC | 806311 | 32078 | 2422701977 | 32078_2422701977 | Med-Surg Consumable | CIRCUIT BREATHING 107061125 ADULT EVE INTENSIVE DISPOSABLE | - | STEPHAN | 107061125 | HESSA MEDICAL EQUIPMENT | - | - | Each | - | 280 | CONSUMABLES | - | - | - | - | - | - | - | - | - | - | - | - | - | - | - | - | - | - | - | - | - | - | - | - | - | - | - | - | - | - | - | - | - | - | - | - | - | - | - | - | - | - | - | HESSA MEDICAL EQUIPMENT | HESSA MEDICAL EQUIPMENT |  | FRITZ STEPHAN GMBH | FRITZ STEPHAN GMBH |  |  |  |  | EA | 1 | [12 empty] | 42272209 Ventilator circuits |  |  |  |  | CIRCUIT | BREATHING |  |  | ADULT | [7 empty] | INTENSIVE, EVE |  |  | DISPOSABLE |  |  | https://www.stephan-gmbh.com/wp-content/uploads/2019/03/EVE_Zubeh%C3%B6r_GB_neu.pdf |  | Packaging Validated from Input Description | [5 empty] | QC Completed | ok
ESI | 006 |  | NES | Sourced |  |  | NES | ABC | Data Enrichment | ABC | [11 empty] | NMC | 806312 | 32079 | 2422702219 | 32079_2422702219 | Med-Surg Consumable | MASK NCPAP 170161013 NASAL EASY FLOW MEDIUM STERILE DISPOSABLE STEPHAN | - | STEPHAN | 170161013 | HESSA MEDICAL EQUIPMENT | - | - | EA | - | 187.5 | CONSUMABLES | - | - | - | - | - | - | - | - | - | - | - | - | - | - | - | - | - | - | - | - | - | - | - | - | - | - | - | - | - | - | - | - | - | - | - | - | - | - | - | - | - | - | - | HESSA MEDICAL EQUIPMENT | HESSA MEDICAL EQUIPMENT |  | FRITZ STEPHAN GMBH | FRITZ STEPHAN GMBH |  |  |  |  | EA | 1 | [12 empty] | 42272231 Continuous positive airway pressure CPAP system accessories |  |  |  |  | MASK | CPAP |  |  |  |  | MEDIUM |  |  |  |  | NASAL | EASY FLOW | STERILE |  | DISPOSABLE |  |  | http://www.frankshospitalworkshop.com/equipment/documents/ventilators/user_manuals/Stephan%20Eve%20TR%20Ventilator%20-%20User%20manual.pdf |  | Packaging Validated from Input Description | [5 empty] | QC Completed | ok
ESI | 006 |  | NES | Sourced |  |  | NES | ABC | Data Enrichment | ABC | [11 empty] | NMC | 806313 | 32080 | 2422702220 | 32080_2422702220 | Med-Surg Consumable | MASK NCPAP 170161014 NASAL EASY FLOW LARGE STERILE DISPOSABLE STEPHAN | - | STEPHAN | 170161014 | HESSA MEDICAL EQUIPMENT | - | - | EA | - | 187.5 | CONSUMABLES | - | - | - | - | - | - | - | - | - | - | - | - | - | - | - | - | - | - | - | - | - | - | - | - | - | - | - | - | - | - | - | - | - | - | - | - | - | - | - | - | - | - | - | HESSA MEDICAL EQUIPMENT | HESSA MEDICAL EQUIPMENT |  | FRITZ STEPHAN GMBH | FRITZ STEPHAN GMBH |  |  |  |  | EA | 1 | [12 empty] | 42272231 Continuous positive airway pressure CPAP system accessories |  |  |  |  | MASK | CPAP |  |  |  |  | LARGE |  |  |  |  | NASAL | EASY FLOW | STERILE |  | DISPOSABLE |  |  | http://www.frankshospitalworkshop.com/equipment/documents/ventilators/user_manuals/Stephan%20Eve%20TR%20Ventilator%20-%20User%20manual.pdf |  | Packaging Validated from Input Description | [5 empty] | QC Completed | ok
ESI | 006 |  | NES | unsourced |  |  | NES | ABC | Data Enrichment | ABC | [11 empty] | NMC | 806384 | 32506 | 2512400141 | 32506_2512400141 | Med-Surg Consumable | SYRINGE DERMAL FILLER STYLAGE L LIDOCAINE CROSS-LINKED HYALURONIC ACID DEEP WRINKLES 2 X 1ML | - | STYLAGE | STYLAGE | AL MOTHMIR MEDICAL EQUIPMENT LLC | - | - | PKT | - | 1216 | CONSUMABLES | - | - | - | - | - | - | - | - | - | - | - | - | - | - | - | - | - | - | - | - | - | - | - | - | - | - | - | - | - | - | - | - | - | - | - | - | - | - | - | - | - | - | - | AL MOTHMIR MEDICAL EQUIPMENT LLC | AL MOTHMIR MEDICAL EQUIPMENT LLC |  | STYLAGE | STYLAGE |  |  |  |  | EA | 1 | PK | 2 | [10 empty] | 42142619 Prefilled flush syringes |  |  |  |  | FILLER | DERMAL |  | LIDOCAINE, CROSS-LINKED HYALURONIC ACID |  |  | LARGE |  |  | 1ML |  |  | DEEP WRINKLES | [5 empty] | URL NOT FOUND |  | Packaging Validated from Input Description | [5 empty] | QC Completed | ok
ESI | 006 |  | NES | unsourced |  |  | NES | ABC | Data Enrichment | ABC | [11 empty] | NMC | 806385 | 32507 | 2512400209 | 32507_2512400209 | Med-Surg Consumable | SYRINGE DERMAL FILLER STYLAGE XL LIDOCAINE CROSS-LINKED HYALURONIC ACID VOLUMIZING 2 X 1ML | - | STYLAGE | STYLAGE | AL MOTHMIR MEDICAL EQUIPMENT LLC | - | - | PKT | - | 1568 | CONSUMABLES | - | - | - | - | - | - | - | - | - | - | - | - | - | - | - | - | - | - | - | - | - | - | - | - | - | - | - | - | - | - | - | - | - | - | - | - | - | - | - | - | - | - | - | AL MOTHMIR MEDICAL EQUIPMENT LLC | AL MOTHMIR MEDICAL EQUIPMENT LLC |  | STYLAGE | STYLAGE |  |  |  |  | EA | 1 | PK | 2 | [10 empty] | 42142619 Prefilled flush syringes |  |  |  |  | FILLER | DERMAL |  | LIDOCAINE, CROSS-LINKED HYALURONIC ACID |  |  | XLARGE |  |  | 1ML |  |  | VOLUMIZING | [5 empty] | URL NOT FOUND |  | Packaging Validated from Input Description | [5 empty] | QC Completed | ok
ESI | 006 |  | NES | Sourced |  |  | NES | ABC | Data Enrichment | ABC | [11 empty] | NMC | 806589 | 33065 | 2422920684 | 33065_2422920684 | Med-Surg Consumable | CANNULATED SCREW 3.0MM LENGHT 32/14MM REF# 202.732 SELF-DRILLING STAINLESS STEEL **** SYNTHES | - | SYNTHES | SYNTHES | SYNTHES MEDICAL SURGICAL EQUIPMENTS & INTRUMENTS TRDG.LLC | - | - | Each | - | 395.71 | CONSUMABLES | - | - | - | - | - | - | - | - | - | - | - | - | - | - | - | - | - | - | - | - | - | - | - | - | - | - | - | - | - | - | - | - | - | - | - | - | - | - | - | - | - | - | - | SYNTHES MEDICAL SURGICAL EQUIPMENT & INSTRUMENTS TRADING LLC | SYNTHES MEDICAL SURGICAL EQUIPMENT & INSTRUMENTS TRADING LLC |  | SYNTHES | JOHNSON & JOHNSON |  |  |  |  | EA | 1 | [12 empty] | 42291802 Surgical clamps or clips or forceps |  |  |  |  | SCREW | INSTRUMENT |  | STAINLESS STEEL |  |  |  | 3X32MM |  |  |  |  | SELF DRILLING, LONG THREAD | [5 empty] | https://synthes.vo.llnwd.net/o16/LLNWMB8/US%20Mobile/Synthes%20North%20America/Product%20Support%20Materials/Technique%20Guides/DSUSTRM09161077%20Rev%20B.pdf |  | Packaging Validated from Input Description | [5 empty] | QC Completed | ok
ESI | 006 |  | NES | Sourced |  |  | NES | ABC | Data Enrichment | ABC | [11 empty] | NMC | 806645 | 33174 | 2423101926 | 33174_2423101926 | Med-Surg Consumable | CLIP INTERNAL 001200 HORIZON TITANIUM SMALL LIGATING 6 CLIPS X 30 CARTRIDGES | - | TELEFLEX | 1200 | GULF DRUG LLC | - | - | BOX | - | 580 | CONSUMABLES | - | - | - | - | - | - | - | - | - | - | - | - | - | - | - | - | - | - | - | - | - | - | - | - | - | - | - | - | - | - | - | - | - | - | - | - | - | - | - | - | - | - | - | GULF DRUG LLC | GULF DRUG LLC |  | TELEFLEX | TELEFLEX |  |  |  |  | EA | 1 | CQ | 6 | BX | 180 | [8 empty] | 42312002 Medical clips for external use |  |  |  |  | CLIP | LIGATION | HORIZON | TITANIUM |  |  | SMALL | [11 empty] | https://www.teleflexsurgicalcatalog.com/surgical/weck/product/001200-horizon-titanium-ligating-clips | [7 empty] | QC Completed | ok
ESI | 006 |  | NES | Sourced |  |  | NES | ABC | Data Enrichment | ABC | [11 empty] | NMC | 806646 | 33175 | 2423101927 | 33175_2423101927 | Med-Surg Consumable | CLIP INTERNAL 001201 HORIZON TITANIUM SMALL WIDE LIGATING 6 CLIPS X 30 CARTRIDGES | - | TELEFLEX | 1201 | GULF DRUG LLC | - | - | BOX | - | 610 | CONSUMABLES | - | - | - | - | - | - | - | - | - | - | - | - | - | - | - | - | - | - | - | - | - | - | - | - | - | - | - | - | - | - | - | - | - | - | - | - | - | - | - | - | - | - | - | GULF DRUG LLC | GULF DRUG LLC |  | TELEFLEX | TELEFLEX |  |  |  |  | EA | 1 | CQ | 6 | BX | 180 | [8 empty] | 42312002 Medical clips for external use |  |  |  |  | CLIP | LIGATION | HORIZON | TITANIUM |  |  | SMALL WIDE | [11 empty] | https://www.teleflexsurgicalcatalog.com/surgical/weck/product/001201-horizon-titanium-ligating-clips | [7 empty] | QC Completed | ok
ESI | 006 |  | NES | Sourced |  |  | NES | ABC | Data Enrichment | ABC | [11 empty] | NMC | 806648 | 33178 | 2423101886 | 33178_2423101886 | Med-Surg Consumable | CLIP INTERNAL 002200 HORIZON TITANIUM MEDIUM LIGATING 180's | - | TELEFLEX | 2200 | GULF DRUG LLC | - | - | BOX | - | 610 | CONSUMABLES | - | - | - | - | - | - | - | - | - | - | - | - | - | - | - | - | - | - | - | - | - | - | - | - | - | - | - | - | - | - | - | - | - | - | - | - | - | - | - | - | - | - | - | GULF DRUG LLC | GULF DRUG LLC |  | TELEFLEX | TELEFLEX |  |  |  |  | EA | 1 | CQ | 6 | BX | 180 | [8 empty] | 42312002 Medical clips for external use |  |  |  |  | CLIP | LIGATION | HORIZON | TITANIUM |  |  | MEDIUM | [11 empty] | https://www.teleflexsurgicalcatalog.com/surgical/weck/product/002200-horizon-titanium-ligating-clips | [7 empty] | QC Completed | ok
ESI | 006 |  | NES | Sourced |  |  | NES | ABC | Data Enrichment | ABC | [11 empty] | NMC | 806649 | 33179 | 2423101928 | 33179_2423101928 | Med-Surg Consumable | CLIP INTERNAL 003200 HORIZON TITANIUM MEDIUM LARGE LIGATING 6 CLIPS X 20 CARTRIDGES | - | TELEFLEX | 3200 | GULF DRUG LLC | - | - | BOX | - | 670 | CONSUMABLES | - | - | - | - | - | - | - | - | - | - | - | - | - | - | - | - | - | - | - | - | - | - | - | - | - | - | - | - | - | - | - | - | - | - | - | - | - | - | - | - | - | - | - | GULF DRUG LLC | GULF DRUG LLC |  | TELEFLEX | TELEFLEX |  |  |  |  | EA | 1 | CQ | 6 | BX | 120 | [8 empty] | 42312002 Medical clips for external use |  |  |  |  | CLIP | LIGATION | HORIZON | TITANIUM |  |  | MEDIUM-LARGE | [11 empty] | https://www.teleflexsurgicalcatalog.com/surgical/weck/product/003200-horizon-titanium-ligating-clips | [7 empty] | QC Completed | ok
ESI | 006 |  | NES | Sourced |  |  | NES | ABC | Data Enrichment | ABC | [11 empty] | NMC | 806650 | 33180 | 2423101929 | 33180_2423101929 | Med-Surg Consumable | CLIP INTERNAL 004200 HORIZON TITANIUM LARGE LIGATING 6 CLIPS X 20 CARTRIDGES | - | TELEFLEX | 4200 | GULF DRUG LLC | - | - | BOX | - | 860 | CONSUMABLES | - | - | - | - | - | - | - | - | - | - | - | - | - | - | - | - | - | - | - | - | - | - | - | - | - | - | - | - | - | - | - | - | - | - | - | - | - | - | - | - | - | - | - | GULF DRUG LLC | GULF DRUG LLC |  | TELEFLEX | TELEFLEX |  |  |  |  | EA | 1 | CQ | 6 | BX | 120 | [8 empty] | 42312002 Medical clips for external use |  |  |  |  | CLIP | LIGATION | HORIZON | TITANIUM |  |  | LARGE | [11 empty] | https://www.teleflexsurgicalcatalog.com/surgical/weck/product/004200-horizon-titanium-ligating-clips | [7 empty] | QC Completed | ok
ESI | 006 |  | NES | Sourced |  |  | NES | ABC | Data Enrichment | ABC | [11 empty] | NMC | 806651 | 33181 | 2423101925 | 33181_2423101925 | Med-Surg Consumable | CLIP INTERNAL 005200 HORIZON TITANIUM MICRO LIGATING 6 CLIPS X 30 CARTRIDGES | - | TELEFLEX | 5200 | GULF DRUG LLC | - | - | BOX | - | 780 | CONSUMABLES | - | - | - | - | - | - | - | - | - | - | - | - | - | - | - | - | - | - | - | - | - | - | - | - | - | - | - | - | - | - | - | - | - | - | - | - | - | - | - | - | - | - | - | GULF DRUG LLC | GULF DRUG LLC |  | TELEFLEX | TELEFLEX |  |  |  |  | EA | 1 | CQ | 6 | BX | 180 | [8 empty] | 42312002 Medical clips for external use |  |  |  |  | CLIP | LIGATION | HORIZON | TITANIUM | [8 empty] | MICROCLIP | [5 empty] | https://www.teleflexsurgicalcatalog.com/surgical/weck/product/005200-horizon-titanium-ligating-clips | [7 empty] | QC Completed | ok
ESI | 006 |  | NES | Sourced |  |  | NES | ABC | Data Enrichment | ABC | [11 empty] | NMC | 806653 | 33183 | 2422701526 | 33183_2422701526 | Med-Surg Consumable | MASK LARYNGEAL 175010 SUPREME SIZE 1.0 DISPOSABLE 10's | - | TELEFLEX | 175010 | NEW AL FARWANIYA SURGICAL | - | - | BOX | - | 600 | CONSUMABLES | - | - | - | - | - | - | - | - | - | - | - | - | - | - | - | - | - | - | - | - | - | - | - | - | - | - | - | - | - | - | - | - | - | - | - | - | - | - | - | - | - | - | - | NEW AL FARWANIYA SURGICAL | NEW AL FARWANIYA SURGICAL |  | TELEFLEX | TELEFLEX |  |  |  |  | EA | 1 | BX | 10 | [10 empty] | 42271909 Artificial airway accessories |  |  |  |  | MASK | LARYNGEAL | LMA, SUPREME |  |  |  | 1 | [5 empty] | AIRWAY |  |  | DISPOSABLE |  |  | https://www.teleflexarcatalog.com/anesthesia-respiratory/airway/product/175010-lma-sup-reg-sup-supreme-sup-trade-sup-airway | [7 empty] | QC Completed | ok
ESI | 006 |  | NES | unsourced |  |  | NES | ABC | Data Enrichment | ABC | [11 empty] | NMC | 806695 | 33347 | 2421401254 | 33347_2421401254 | Med-Surg Consumable | SYRINGE MEDICAL 3 ML LUER SLIP TIP 100's | - | TERUMO | TERUMO | MODERN MEDICAL EQUIPMENT TRADING | - | - | BOX | - | 23 | CONSUMABLES | - | - | - | - | - | - | - | - | - | - | - | - | - | - | - | - | - | - | - | - | - | - | - | - | - | - | - | - | - | - | - | - | - | - | - | - | - | - | - | - | - | - | - | MODERN MEDICAL EQUIPMENT TRADING | MODERN MEDICAL EQUIPMENT TRADING |  | TERUMO MEDICAL CORP | TERUMO MEDICAL CORP |  |  |  |  | EA | 1 | BX | 100 | [10 empty] | 42142608 Medical syringes without needle |  |  |  |  | SYRINGE | MEDICAL | [7 empty] | 3ML |  |  | LUER SLIP TIP | [5 empty] | URL NOT FOUND |  | Packaging Validated from Input Description | [5 empty] | QC Completed | ok
ESI | 006 |  | NES | unsourced |  |  | NES | ABC | Data Enrichment | ABC | [11 empty] | NMC | 806696 | 33348 | 2421401442 | 33348_2421401442 | Med-Surg Consumable | SYRINGE MEDICAL TERUMO 50 ML WITH OUT NEEDLE LUER LOCK 20's | - | TERUMO | TERUMO | MODERN MEDICAL EQUIPMENT TRADING | - | - | BOX | - | 55 | CONSUMABLES | - | - | - | - | - | - | - | - | - | - | - | - | - | - | - | - | - | - | - | - | - | - | - | - | - | - | - | - | - | - | - | - | - | - | - | - | - | - | - | - | - | - | - | MODERN MEDICAL EQUIPMENT TRADING | MODERN MEDICAL EQUIPMENT TRADING |  | TERUMO MEDICAL CORP | TERUMO MEDICAL CORP |  |  |  |  | EA | 1 | BX | 20 | [10 empty] | 42142608 Medical syringes without needle |  |  |  |  | SYRINGE | MEDICAL | [7 empty] | 50ML |  |  | LUER LOCK | [5 empty] | URL NOT FOUND |  | Packaging Validated from Input Description | [5 empty] | QC Completed | ok
ESI | 006 |  | NES | unsourced |  |  | NES | ABC | Data Enrichment | ABC | [11 empty] | NMC | 806702 | 33367 | 2421402374 | 33367_2421402374 | Med-Surg Consumable | SYRINGE MEDICAL TERUMO 20 ML WITHOUT NEEDLE LUER LOCK 50's | - | TERUMO | TERUMO | MODERN MEDICAL EQUIPMENT TRADING | - | - | BOX | - | 40 | CONSUMABLES | - | - | - | - | - | - | - | - | - | - | - | - | - | - | - | - | - | - | - | - | - | - | - | - | - | - | - | - | - | - | - | - | - | - | - | - | - | - | - | - | - | - | - | MODERN MEDICAL EQUIPMENT TRADING | MODERN MEDICAL EQUIPMENT TRADING |  | TERUMO MEDICAL CORP | TERUMO MEDICAL CORP |  |  |  |  | EA | 1 | BX | 50 | [10 empty] | 42142608 Medical syringes without needle |  |  |  |  | SYRINGE | MEDICAL | [7 empty] | 20ML |  |  | LUER LOCK | [5 empty] | URL NOT FOUND |  | Packaging Validated from Input Description | [5 empty] | QC Completed | ok
ESI | 006 |  | NES | Sourced |  |  | NES | ABC | Data Enrichment | ABC | [11 empty] | NMC | 806725 | 33408 | 2422500054 | 33408_2422500054 | Med-Surg Consumable | EXERCISE BAND 11726 THERA BAND 50YDS RESISTANCE LATEX FREE YELLOW | - | THERA BAND | 11726 | JKR INTERNATIONAL LLC | - | - | Each | - | 291 | CONSUMABLES | - | - | - | - | - | - | - | - | - | - | - | - | - | - | - | - | - | - | - | - | - | - | - | - | - | - | - | - | - | - | - | - | - | - | - | - | - | - | - | - | - | - | - | JKR INTERNATIONAL LLC | JKR INTERNATIONAL LLC |  | THERA BAND | THERA BAND |  |  |  |  | EA | 1 | BX | 1 | [10 empty] | 42251608 Resistive exercise bands or putty or tubing for rehabilitation or therapy |  |  |  |  | BAND | EXERCISE |  |  |  |  | THIN | 50YD |  |  |  |  | PROFESSIONAL, RESISTANCE, SCENT FREE, POWDER FREE |  | LATEX FREE |  | YELLOW |  | https://www.performancehealth.com/pub/media/wysiwyg/pdfs/Theraband/theraband-catalog.pdf | [7 empty] | QC Completed | ok
ESI | 006 |  | NES | Sourced |  |  | NES | ABC | Data Enrichment | ABC | [11 empty] | NMC | 806726 | 33409 | 2422500055 | 33409_2422500055 | Med-Surg Consumable | EXERCISE BAND 11727 THERA BAND 50YDS RESISTANCE LATEX FREE RED | - | THERA BAND | 11727 | JKR INTERNATIONAL LLC | - | - | Each | - | 304 | CONSUMABLES | - | - | - | - | - | - | - | - | - | - | - | - | - | - | - | - | - | - | - | - | - | - | - | - | - | - | - | - | - | - | - | - | - | - | - | - | - | - | - | - | - | - | - | JKR INTERNATIONAL LLC | JKR INTERNATIONAL LLC |  | THERA BAND | THERA BAND |  |  |  |  | EA | 1 | BX | 1 | [10 empty] | 42251608 Resistive exercise bands or putty or tubing for rehabilitation or therapy |  |  |  |  | BAND | EXERCISE |  |  |  |  | MEDIUM | 50YD |  |  |  |  | MEDIUM, PROFESSIONAL, RESISTANCE, SCENT FREE, POWDER FREE |  | LATEX FREE |  | RED |  | https://www.performancehealth.com/pub/media/wysiwyg/pdfs/Theraband/theraband-catalog.pdf | [7 empty] | QC Completed | ok
ESI | 006 |  | NES | Sourced |  |  | NES | ABC | Data Enrichment | ABC | [11 empty] | NMC | 806727 | 33410 | 2422500056 | 33410_2422500056 | Med-Surg Consumable | EXERCISE BAND 11728 THERA BAND 50YDS RESISTANCE LATEX FREE GREEN | - | THERA BAND | 11728 | JKR INTERNATIONAL LLC | - | - | Each | - | 360 | CONSUMABLES | - | - | - | - | - | - | - | - | - | - | - | - | - | - | - | - | - | - | - | - | - | - | - | - | - | - | - | - | - | - | - | - | - | - | - | - | - | - | - | - | - | - | - | JKR INTERNATIONAL LLC | JKR INTERNATIONAL LLC |  | THERA BAND | THERA BAND |  |  |  |  | EA | 1 | BX | 1 | [10 empty] | 42251608 Resistive exercise bands or putty or tubing for rehabilitation or therapy |  |  |  |  | BAND | EXERCISE |  |  |  |  | HEAVY | 50YD |  |  |  |  | PROFESSIONAL, RESISTANCE, SCENT FREE, POWDER FREE |  | LATEX FREE |  | GREEN |  | https://www.performancehealth.com/pub/media/wysiwyg/pdfs/Theraband/theraband-catalog.pdf | [7 empty] | QC Completed | ok
ESI | 006 |  | NES | Sourced |  |  | NES | ABC | Data Enrichment | ABC | [11 empty] | NMC | 806728 | 33411 | 2422500057 | 33411_2422500057 | Med-Surg Consumable | EXERCISE BAND 11729 THERA BAND 50YDS RESISTANCE LATEX FREE BLUE | - | THERA BAND | 11729 | JKR INTERNATIONAL LLC | - | - | Each | - | 365 | CONSUMABLES | - | - | - | - | - | - | - | - | - | - | - | - | - | - | - | - | - | - | - | - | - | - | - | - | - | - | - | - | - | - | - | - | - | - | - | - | - | - | - | - | - | - | - | JKR INTERNATIONAL LLC | JKR INTERNATIONAL LLC |  | THERA BAND | THERA BAND |  |  |  |  | EA | 1 | BX | 1 | [10 empty] | 42251608 Resistive exercise bands or putty or tubing for rehabilitation or therapy |  |  |  |  | BAND | EXERCISE |  |  |  |  | EXTRA HEAVY | 50YD |  |  |  |  | PROFESSIONAL, RESISTANCE, SCENT FREE, POWDER FREE |  | LATEX FREE |  | BLUE |  | https://www.performancehealth.com/pub/media/wysiwyg/pdfs/Theraband/theraband-catalog.pdf | [7 empty] | QC Completed | ok
ESI | 006 |  | NES | Sourced |  |  | NES | ABC | Data Enrichment | ABC | [11 empty] | NMC | 806731 | 33438 | 2421400736 | 33438_2421400736 | Med-Surg Consumable | SPONGE BIOPSY E10/75/BLUE L31 MMX W25 MM RECTANGLE BLUE 1000's | - | THERMO FISHER SCIENTIFC | E10/75/BLUE | AL MAZROUI MEDICAL & CHEMICAL SUPPLIES | - | - | BOX | - | 290 | CONSUMABLES | - | - | - | - | - | - | - | - | - | - | - | - | - | - | - | - | - | - | - | - | - | - | - | - | - | - | - | - | - | - | - | - | - | - | - | - | - | - | - | - | - | - | - | AL MAZROUI MEDICAL & CHEMICAL SUPPLIES | AL MAZROUI MEDICAL & CHEMICAL SUPPLIES |  | THERMO FISHER SCIENTIFIC INC | THERMO FISHER SCIENTIFIC INC |  |  |  |  | EA | 1 | BX | 1000 | [10 empty] | 42294914 Endoscopic instrument sets |  |  |  |  | SPONGE | BIOPSY | [5 empty] | 31X25MM |  |  |  |  | RECTANGLE, INSERT PAD, RAYMOND LAMB |  |  |  | BLUE |  | https://www.fishersci.fi/shop/products/12698356/12698356 |  | Packaging Validated from Input Description | [5 empty] | QC Completed | ok
ESI | 006 |  | NES | Sourced |  |  | NES | ABC | Data Enrichment | ABC | [11 empty] | NMC | 806734 | 33445 | 2411200392 | 33445_2411200392 | Med-Surg Consumable | DISH MEDICAL 176740 NUNC CELL-CULTURE TREATED MULTI 4-WELL ROUND STERILE 120's | - | THERMO FISHER SCIENTIFIC | 176740 | REPROLAB SUPPLIES LLC | - | - | BOX | - | 830 | CONSUMABLES | - | - | - | - | - | - | - | - | - | - | - | - | - | - | - | - | - | - | - | - | - | - | - | - | - | - | - | - | - | - | - | - | - | - | - | - | - | - | - | - | - | - | - | REPROLAB SUPPLIES LLC | REPROLAB SUPPLIES LLC |  | THERMO FISHER SCIENTIFIC INC | THERMO FISHER SCIENTIFIC INC |  |  |  |  | EA | 1 | PK | 120 | [10 empty] | 41113036 Microplates |  |  |  |  | PLATE | MICROWELL | NUNC | POLYSTYRENE | [5 empty] | 1ML |  |  | ROUND, MULTI 4 WELLS, FLAT BOTTOM, CELL CULTURE TREATED | STERILE |  |  |  |  | https://www.fishersci.fi/shop/products/nunc-cell-culture-treated-multidishes/10507591#?keyword=176740 | [7 empty] | QC Completed | ok