## Sheet1
Customer Code | Job No | Project | SE Code | SE Comments | Production User | CE Comments | QC User | QC Comments | Activities | Sort Code | Sort Comment | QE Code | QE Comments | QA Code | QA Comments | DE Code | Corrected By | Start Date | Accepted Date | Quality A/R | SLNo_Prod | Ref | SlNo | Mfg Name | Standardized Manufacturer Name | Validated MFR Name | Mfg Item Number | Standardized Manufacturer Item Number | Validated MFR Num | RefName | RefCat | Ref# | Conc | UNSPSC | Standardized UNSPSC | UNSPSC Description | Item Name (Short Description) | Item Description (Long Description) | Mfg Ref ID | ProdigoItemKey | Source | versionModelNumber | catalogNumber | companyName | deviceDescription | BrandName1 | UNSPC V24 | HCPCS code | HCPCS description | ASIS Item Description (Long Description 4000) | Long Description | Long Description 254 Enriched | Short Description | Short Description 60 Enriched | Len | Noun | Modifier | Adjective | Size | Age | PrimaryDimension(IDXODXLXWXHXDXTHK) | Secondary Dimension(IDXODXLXWXHXDXTHK) | Volume/Weight | Gender | Location | Property | Material | Packaging for drugs and solutions | Color | Sterile | BrandName | Latex | Disposable | Miscellaneous | URL | PDF | Potential Duplicates | Description Duplicate | Remarks | Classification Remarks | Potential / Desc Duplicate across Consolidated | Previous CE Code | Descr Status | Mapped with 066 | UNSPSC1 | Standardized UNSPSC1 | UNSPSC Description1 | HCPCS1 | Item Description (Long Description 4000)1 | Short Description 60 Enriched1 | Long Description 254 Enriched1 | Prodigo Standard Short Description - 254 | Brandname2 | Miscellaneous1 | URL1 | Potential Duplicates1 | Classification Remarks1 | Remarks1 | HCPCS Desc1 | Tab | Project_Code | File Name | Batch | Status | Production Comments
PDG | 016-249 |  | AIH | SOURCED | AIH | OK | CND | OK | Data Enrichment ¦ UNSPSC Classification | [12 empty] | 637 | 637 | ARGON MEDICAL DEVICES INC | ARGON MEDICAL | ARGON MEDICAL DEVICES INC | ACN1410MF | ACN1410MF | ACN1410MF | ARGON | ACN1410MF | ACN1410MF | ARGON_ACN1410MF |  |  |  | ACN Biopsy Needle 14GA X 10CM Promag 2.2 |  | 329 | PRODIGO1073270 |  | ACN1410MF | ACN1410MF | ARGON MEDICAL DEVICES, INC. | ACNGäó Biopsy Needle 14ga x 10cm | ACNGäó Biopsy Needle | 42142504 Biopsy needles | A4215 | NEEDLE, STERILE, ANY SIZE, EACH | Acn Needle 14 Gax10 Cm Echogenic Tip Unique Hub Sample Notch For Pro-mag Ultra 2.2 Instrument Sterile Latex | NEEDLE, BIOPSY, ECHOGENIC TIP, 14 GAX10 CM, UNIQUE HUB, SAMPLE NOTCH, FOR PRO-MAG ULTRA 2.2 INSTRUMENT, STERILE, ACN, LATEX | NEEDLE, BIOPSY, ECHOGENIC TIP, 14 GAX10 CM, UNIQUE HUB, SAMPLE NOTCH, FOR PRO-MAG ULTRA 2.2 INSTRUMENT, STERILE, ACN, LATEX | NEEDLE, BX, ECHOGENIC TIP, 14 GAX10 CM, UNIQUE HUB, SAMPLE NOTCH, FOR PRO-MAG ULTRA 2.2 INSTRUMENT, STRL, ACN, LTX | NEEDLE, BX, ECHOGENIC TIP, 14 GAX10 CM, PRO-MAG ULTRA 2.2, ACN | 57 | NEEDLE | BIOPSY | ECHOGENIC TIP |  |  | 14 GAX10 CM |  |  |  |  | UNIQUE HUB, SAMPLE NOTCH, FOR PRO-MAG ULTRA 2.2 INSTRUMENT |  |  |  | STERILE | ACN | LATEX |  |  | https://res.onemed.com/SE/Produktblad/1115842.pdf, https://accessgudid.nlm.nih.gov/devices/00886333007387 | [28 empty] | QC Completed | Production Completed
PDG | 016-249 |  | AIH | SOURCED | AIH | OK | CND | OK | Data Enrichment ¦ UNSPSC Classification | [12 empty] | 638 | 638 | ARGON MEDICAL DEVICES INC | ARGON MEDICAL | ARGON MEDICAL DEVICES INC | ACN1412MF | ACN1412MF | ACN1412MF | ARGON | ACN1412MF | ACN1412MF | ARGON_ACN1412MF |  |  |  | ACN Biopsy Needle 14GA X 12CM Promag 2.2 |  | 329 | PRODIGO1073271 |  | ACN1412MF | ACN1412MF | ARGON MEDICAL DEVICES, INC. | ACNGäó Biopsy Needle 14ga x 12cm | ACNGäó Biopsy Needle | 42142504 Biopsy needles | A4215 | NEEDLE, STERILE, ANY SIZE, EACH | Acn Needle 14 Gax12 Cm Echogenic Tip Unique Hub Sample Notch For Pro-mag Ultra 2.2 Instrument Sterile Latex | NEEDLE, BIOPSY, ECHOGENIC TIP, 14 GAX12 CM, UNIQUE HUB, SAMPLE NOTCH, FOR PRO-MAG ULTRA 2.2 INSTRUMENT, STERILE, ACN, LATEX | NEEDLE, BIOPSY, ECHOGENIC TIP, 14 GAX12 CM, UNIQUE HUB, SAMPLE NOTCH, FOR PRO-MAG ULTRA 2.2 INSTRUMENT, STERILE, ACN, LATEX | NEEDLE, BX, ECHOGENIC TIP, 14 GAX12 CM, UNIQUE HUB, SAMPLE NOTCH, FOR PRO-MAG ULTRA 2.2 INSTRUMENT, STRL, ACN, LTX | NEEDLE, BX, ECHOGENIC TIP, 14 GAX12 CM, PRO-MAG ULTRA 2.2, ACN | 57 | NEEDLE | BIOPSY | ECHOGENIC TIP |  |  | 14 GAX12 CM |  |  |  |  | UNIQUE HUB, SAMPLE NOTCH, FOR PRO-MAG ULTRA 2.2 INSTRUMENT |  |  |  | STERILE | ACN | LATEX |  |  | https://res.onemed.com/SE/Produktblad/1115842.pdf, https://accessgudid.nlm.nih.gov/devices/00886333007288 | [28 empty] | QC Completed | Production Completed
PDG | 016-249 |  | AIH | SOURCED | AIH | OK | CND | OK | Data Enrichment ¦ UNSPSC Classification | [12 empty] | 639 | 639 | ARGON MEDICAL DEVICES INC | ARGON MEDICAL | ARGON MEDICAL DEVICES INC | ACN1416MF | ACN1416MF | ACN1416MF | ARGON | ACN1416MF | ACN1416MF | ARGON_ACN1416MF |  |  |  | ACN Biopsy Needle 14GA X 16CM Promag 2.2 |  | 329 | PRODIGO1073272 |  | ACN1416MF | ACN1416MF | ARGON MEDICAL DEVICES, INC. | ACNGäó Biopsy Needle 14ga x 16cm | ACNGäó Biopsy Needle | 42142504 Biopsy needles | A4215 | NEEDLE, STERILE, ANY SIZE, EACH | Acn Needle 14 Gax16 Cm Echogenic Tip Unique Hub Sample Notch For Pro-mag Ultra 2.2 Instrument Sterile Latex | NEEDLE, BIOPSY, ECHOGENIC TIP, 14 GAX16 CM, UNIQUE HUB, SAMPLE NOTCH, FOR PRO-MAG ULTRA 2.2 INSTRUMENT, STERILE, ACN, LATEX | NEEDLE, BIOPSY, ECHOGENIC TIP, 14 GAX16 CM, UNIQUE HUB, SAMPLE NOTCH, FOR PRO-MAG ULTRA 2.2 INSTRUMENT, STERILE, ACN, LATEX | NEEDLE, BX, ECHOGENIC TIP, 14 GAX16 CM, UNIQUE HUB, SAMPLE NOTCH, FOR PRO-MAG ULTRA 2.2 INSTRUMENT, STRL, ACN, LTX | NEEDLE, BX, ECHOGENIC TIP, 14 GAX16 CM, PRO-MAG ULTRA 2.2, ACN | 57 | NEEDLE | BIOPSY | ECHOGENIC TIP |  |  | 14 GAX16 CM |  |  |  |  | UNIQUE HUB, SAMPLE NOTCH, FOR PRO-MAG ULTRA 2.2 INSTRUMENT |  |  |  | STERILE | ACN | LATEX |  |  | https://res.onemed.com/SE/Produktblad/1115842.pdf, https://accessgudid.nlm.nih.gov/devices/00886333007271 | [28 empty] | QC Completed | Production Completed
PDG | 016-249 |  | AIH | SOURCED | AIH | OK | CND | OK | Data Enrichment ¦ UNSPSC Classification | [12 empty] | 640 | 640 | ARGON MEDICAL DEVICES INC | ARGON MEDICAL | ARGON MEDICAL DEVICES INC | ACN1420MF | ACN1420MF | ACN1420MF | ARGON | ACN1420MF | ACN1420MF | ARGON_ACN1420MF |  |  |  | ACN Biopsy Needle 14GA X 20CM Promag 2.2 |  | 329 | PRODIGO1073273 |  | ACN1420MF | ACN1420MF | ARGON MEDICAL DEVICES, INC. | ACNGäó Biopsy Needle 14ga x 20cm | ACNGäó Biopsy Needle | 42142504 Biopsy needles | A4215 | NEEDLE, STERILE, ANY SIZE, EACH | Acn Needle 14 Gax20 Cm Echogenic Tip Unique Hub Sample Notch For Pro-mag Ultra 2.2 Instrument Sterile Latex | NEEDLE, BIOPSY, ECHOGENIC TIP, 14 GAX20 CM, UNIQUE HUB, SAMPLE NOTCH, FOR PRO-MAG ULTRA 2.2 INSTRUMENT, STERILE, ACN, LATEX | NEEDLE, BIOPSY, ECHOGENIC TIP, 14 GAX20 CM, UNIQUE HUB, SAMPLE NOTCH, FOR PRO-MAG ULTRA 2.2 INSTRUMENT, STERILE, ACN, LATEX | NEEDLE, BX, ECHOGENIC TIP, 14 GAX20 CM, UNIQUE HUB, SAMPLE NOTCH, FOR PRO-MAG ULTRA 2.2 INSTRUMENT, STRL, ACN, LTX | NEEDLE, BX, ECHOGENIC TIP, 14 GAX20 CM, PRO-MAG ULTRA 2.2, ACN | 57 | NEEDLE | BIOPSY | ECHOGENIC TIP |  |  | 14 GAX20 CM |  |  |  |  | UNIQUE HUB, SAMPLE NOTCH, FOR PRO-MAG ULTRA 2.2 INSTRUMENT |  |  |  | STERILE | ACN | LATEX |  |  | https://res.onemed.com/SE/Produktblad/1115842.pdf, https://accessgudid.nlm.nih.gov/devices/00886333007301 | [28 empty] | QC Completed | Production Completed
PDG | 016-249 |  | AIH | SOURCED | AIH | OK | CND | OK | Data Enrichment ¦ UNSPSC Classification | [12 empty] | 641 | 641 | ARGON MEDICAL DEVICES INC | ARGON MEDICAL | ARGON MEDICAL DEVICES INC | ACN1610MF | ACN1610MF | ACN1610MF | ARGON | ACN1610MF | ACN1610MF | ARGON_ACN1610MF |  |  |  | ACN Biopsy Needle 16GA X 10CM Promag 2.2 |  | 329 | PRODIGO1073274 |  | ACN1610MF | ACN1610MF | ARGON MEDICAL DEVICES, INC. | ACNGäó Biopsy Needle 16ga x 10cm | ACNGäó Biopsy Needle | 42142504 Biopsy needles | A4215 | NEEDLE, STERILE, ANY SIZE, EACH | Acn Needle 16 Gax10 Cm Echogenic Tip Unique Hub Sample Notch For Pro-mag Ultra 2.2 Instrument Sterile Latex | NEEDLE, BIOPSY, ECHOGENIC TIP, 16 GAX10 CM, UNIQUE HUB, SAMPLE NOTCH, FOR PRO-MAG ULTRA 2.2 INSTRUMENT, STERILE, ACN, LATEX | NEEDLE, BIOPSY, ECHOGENIC TIP, 16 GAX10 CM, UNIQUE HUB, SAMPLE NOTCH, FOR PRO-MAG ULTRA 2.2 INSTRUMENT, STERILE, ACN, LATEX | NEEDLE, BX, ECHOGENIC TIP, 16 GAX10 CM, UNIQUE HUB, SAMPLE NOTCH, FOR PRO-MAG ULTRA 2.2 INSTRUMENT, STRL, ACN, LTX | NEEDLE, BX, ECHOGENIC TIP, 16 GAX10 CM, PRO-MAG ULTRA 2.2, ACN | 57 | NEEDLE | BIOPSY | ECHOGENIC TIP |  |  | 16 GAX10 CM |  |  |  |  | UNIQUE HUB, SAMPLE NOTCH, FOR PRO-MAG ULTRA 2.2 INSTRUMENT |  |  |  | STERILE | ACN | LATEX |  |  | https://res.onemed.com/SE/Produktblad/1115842.pdf, https://accessgudid.nlm.nih.gov/devices/00886333007325 | [28 empty] | QC Completed | Production Completed
PDG | 016-249 |  | AIH | SOURCED | AIH | OK | CND | OK | Data Enrichment ¦ UNSPSC Classification | [12 empty] | 642 | 642 | ARGON MEDICAL DEVICES INC | ARGON MEDICAL | ARGON MEDICAL DEVICES INC | ACN1616MF | ACN1616MF | ACN1616MF | ARGON | ACN1616MF | ACN1616MF | ARGON_ACN1616MF |  |  |  | ACN Biopsy Needle 16GA X 16CM Promag 2.2 |  | 329 | PRODIGO1073275 |  | ACN1616MF | ACN1616MF | ARGON MEDICAL DEVICES, INC. | ACNGäó Biopsy Needle 16ga x 16cm | ACNGäó Biopsy Needle | 42142504 Biopsy needles | A4215 | NEEDLE, STERILE, ANY SIZE, EACH | Acn Needle 16 Gax16 Cm Echogenic Tip Unique Hub Sample Notch For Pro-mag Ultra 2.2 Instrument Sterile Latex | NEEDLE, BIOPSY, ECHOGENIC TIP, 16 GAX16 CM, UNIQUE HUB, SAMPLE NOTCH, FOR PRO-MAG ULTRA 2.2 INSTRUMENT, STERILE, ACN, LATEX | NEEDLE, BIOPSY, ECHOGENIC TIP, 16 GAX16 CM, UNIQUE HUB, SAMPLE NOTCH, FOR PRO-MAG ULTRA 2.2 INSTRUMENT, STERILE, ACN, LATEX | NEEDLE, BX, ECHOGENIC TIP, 16 GAX16 CM, UNIQUE HUB, SAMPLE NOTCH, FOR PRO-MAG ULTRA 2.2 INSTRUMENT, STRL, ACN, LTX | NEEDLE, BX, ECHOGENIC TIP, 16 GAX16 CM, PRO-MAG ULTRA 2.2, ACN | 57 | NEEDLE | BIOPSY | ECHOGENIC TIP |  |  | 16 GAX16 CM |  |  |  |  | UNIQUE HUB, SAMPLE NOTCH, FOR PRO-MAG ULTRA 2.2 INSTRUMENT |  |  |  | STERILE | ACN | LATEX |  |  | https://res.onemed.com/SE/Produktblad/1115842.pdf, https://accessgudid.nlm.nih.gov/devices/00886333007394 | [28 empty] | QC Completed | Production Completed
PDG | 016-249 |  | AIH | SOURCED | AIH | OK | CND | OK | Data Enrichment ¦ UNSPSC Classification | [12 empty] | 643 | 643 | ARGON MEDICAL DEVICES INC | ARGON MEDICAL | ARGON MEDICAL DEVICES INC | ACN1620MF | ACN1620MF | ACN1620MF | ARGON | ACN1620MF | ACN1620MF | ARGON_ACN1620MF |  |  |  | ACN Biopsy Needle 16GA X 20CM Promag 2.2 |  | 329 | PRODIGO1073276 |  | ACN1620MF | ACN1620MF | ARGON MEDICAL DEVICES, INC. | ACNGäó Biopsy Needle 16ga x 20cm | ACNGäó Biopsy Needle | 42142504 Biopsy needles | A4215 | NEEDLE, STERILE, ANY SIZE, EACH | Acn Needle 16 Gax20 Cm Echogenic Tip Unique Hub Sample Notch For Pro-mag Ultra 2.2 Instrument Sterile Latex | NEEDLE, BIOPSY, ECHOGENIC TIP, 16 GAX20 CM, UNIQUE HUB, SAMPLE NOTCH, FOR PRO-MAG ULTRA 2.2 INSTRUMENT, STERILE, ACN, LATEX | NEEDLE, BIOPSY, ECHOGENIC TIP, 16 GAX20 CM, UNIQUE HUB, SAMPLE NOTCH, FOR PRO-MAG ULTRA 2.2 INSTRUMENT, STERILE, ACN, LATEX | NEEDLE, BX, ECHOGENIC TIP, 16 GAX20 CM, UNIQUE HUB, SAMPLE NOTCH, FOR PRO-MAG ULTRA 2.2 INSTRUMENT, STRL, ACN, LTX | NEEDLE, BX, ECHOGENIC TIP, 16 GAX20 CM, PRO-MAG ULTRA 2.2, ACN | 57 | NEEDLE | BIOPSY | ECHOGENIC TIP |  |  | 16 GAX20 CM |  |  |  |  | UNIQUE HUB, SAMPLE NOTCH, FOR PRO-MAG ULTRA 2.2 INSTRUMENT |  |  |  | STERILE | ACN | LATEX |  |  | https://res.onemed.com/SE/Produktblad/1115842.pdf, https://accessgudid.nlm.nih.gov/devices/00886333007349 | [28 empty] | QC Completed | Production Completed
PDG | 016-249 |  | AIH | SOURCED | AIH | OK | CND | OK | Data Enrichment ¦ UNSPSC Classification | [12 empty] | 644 | 644 | ARGON MEDICAL DEVICES INC | ARGON MEDICAL | ARGON MEDICAL DEVICES INC | ACN1625MF | ACN1625MF | ACN1625MF | ARGON | ACN1625MF | ACN1625MF | ARGON_ACN1625MF |  |  |  | ACN Biopsy Needle 16GA X 25CM Promag 2.2 |  | 329 | PRODIGO1073277 |  | ACN1625MF | ACN1625MF | ARGON MEDICAL DEVICES, INC. | ACNGäó Biopsy Needle 16ga x 25cm | ACNGäó Biopsy Needle | 42142504 Biopsy needles | A4215 | NEEDLE, STERILE, ANY SIZE, EACH | Acn Needle 16 Gax25 Cm Echogenic Tip Unique Hub Sample Notch For Pro-mag Ultra 2.2 Instrument Sterile Latex | NEEDLE, BIOPSY, ECHOGENIC TIP, 16 GAX25 CM, UNIQUE HUB, SAMPLE NOTCH, FOR PRO-MAG ULTRA 2.2 INSTRUMENT, STERILE, ACN, LATEX | NEEDLE, BIOPSY, ECHOGENIC TIP, 16 GAX25 CM, UNIQUE HUB, SAMPLE NOTCH, FOR PRO-MAG ULTRA 2.2 INSTRUMENT, STERILE, ACN, LATEX | NEEDLE, BX, ECHOGENIC TIP, 16 GAX25 CM, UNIQUE HUB, SAMPLE NOTCH, FOR PRO-MAG ULTRA 2.2 INSTRUMENT, STRL, ACN, LTX | NEEDLE, BX, ECHOGENIC TIP, 16 GAX25 CM, PRO-MAG ULTRA 2.2, ACN | 57 | NEEDLE | BIOPSY | ECHOGENIC TIP |  |  | 16 GAX25 CM |  |  |  |  | UNIQUE HUB, SAMPLE NOTCH, FOR PRO-MAG ULTRA 2.2 INSTRUMENT |  |  |  | STERILE | ACN | LATEX |  |  | https://res.onemed.com/SE/Produktblad/1115842.pdf, https://accessgudid.nlm.nih.gov/devices/00886333007264 | [28 empty] | QC Completed | Production Completed
PDG | 016-249 |  | AIH | SOURCED | AIH | OK | CND | OK | Data Enrichment ¦ UNSPSC Classification | [12 empty] | 645 | 645 | ARGON MEDICAL DEVICES INC | ARGON MEDICAL | ARGON MEDICAL DEVICES INC | ACN1810MF | ACN1810MF | ACN1810MF | ARGON | ACN1810MF | ACN1810MF | ARGON_ACN1810MF |  |  |  | ACN Biopsy Needle 18GA X 10CM Promag 2.2 |  | 329 | PRODIGO1073278 |  | ACN1810MF | ACN1810MF | ARGON MEDICAL DEVICES, INC. | ACNGäó Biopsy Needle 18ga x 10cm | ACNGäó Biopsy Needle | 42142504 Biopsy needles | A4215 | NEEDLE, STERILE, ANY SIZE, EACH | Acn Needle 18 Gax10 Cm Echogenic Tip Unique Hub Sample Notch For Pro-mag Ultra 2.2 Instrument Sterile Latex | NEEDLE, BIOPSY, ECHOGENIC TIP, 18 GAX10 CM, UNIQUE HUB, SAMPLE NOTCH, FOR PRO-MAG ULTRA 2.2 INSTRUMENT, STERILE, ACN, LATEX | NEEDLE, BIOPSY, ECHOGENIC TIP, 18 GAX10 CM, UNIQUE HUB, SAMPLE NOTCH, FOR PRO-MAG ULTRA 2.2 INSTRUMENT, STERILE, ACN, LATEX | NEEDLE, BX, ECHOGENIC TIP, 18 GAX10 CM, UNIQUE HUB, SAMPLE NOTCH, FOR PRO-MAG ULTRA 2.2 INSTRUMENT, STRL, ACN, LTX | NEEDLE, BX, ECHOGENIC TIP, 18 GAX10 CM, PRO-MAG ULTRA 2.2, ACN | 57 | NEEDLE | BIOPSY | ECHOGENIC TIP |  |  | 18 GAX10 CM |  |  |  |  | UNIQUE HUB, SAMPLE NOTCH, FOR PRO-MAG ULTRA 2.2 INSTRUMENT |  |  |  | STERILE | ACN | LATEX |  |  | https://res.onemed.com/SE/Produktblad/1115842.pdf, https://accessgudid.nlm.nih.gov/devices/00886333007356 | [28 empty] | QC Completed | Production Completed
PDG | 016-249 |  | AIH | SOURCED | AIH | OK | CND | OK | Data Enrichment ¦ UNSPSC Classification | [12 empty] | 646 | 646 | ARGON MEDICAL DEVICES INC | ARGON MEDICAL | ARGON MEDICAL DEVICES INC | ACN1820MF | ACN1820MF | ACN1820MF | ARGON | ACN1820MF | ACN1820MF | ARGON_ACN1820MF |  |  |  | ACN Biopsy Needle 18GA X 20CM Promag 2.2 |  | 329 | PRODIGO1073280 |  | ACN1820MF | ACN1820MF | ARGON MEDICAL DEVICES, INC. | ACNGäó Biopsy Needle 18ga x 20cm | ACNGäó Biopsy Needle | 42142504 Biopsy needles | A4215 | NEEDLE, STERILE, ANY SIZE, EACH | Acn Needle 18 Gax20 Cm Echogenic Tip Unique Hub Sample Notch For Pro-mag Ultra 2.2 Instrument Sterile Latex | NEEDLE, BIOPSY, ECHOGENIC TIP, 18 GAX20 CM, UNIQUE HUB, SAMPLE NOTCH, FOR PRO-MAG ULTRA 2.2 INSTRUMENT, STERILE, ACN, LATEX | NEEDLE, BIOPSY, ECHOGENIC TIP, 18 GAX20 CM, UNIQUE HUB, SAMPLE NOTCH, FOR PRO-MAG ULTRA 2.2 INSTRUMENT, STERILE, ACN, LATEX | NEEDLE, BX, ECHOGENIC TIP, 18 GAX20 CM, UNIQUE HUB, SAMPLE NOTCH, FOR PRO-MAG ULTRA 2.2 INSTRUMENT, STRL, ACN, LTX | NEEDLE, BX, ECHOGENIC TIP, 18 GAX20 CM, PRO-MAG ULTRA 2.2, ACN | 57 | NEEDLE | BIOPSY | ECHOGENIC TIP |  |  | 18 GAX20 CM |  |  |  |  | UNIQUE HUB, SAMPLE NOTCH, FOR PRO-MAG ULTRA 2.2 INSTRUMENT |  |  |  | STERILE | ACN | LATEX |  |  | https://res.onemed.com/SE/Produktblad/1115842.pdf, https://accessgudid.nlm.nih.gov/devices/00886333007363 | [28 empty] | QC Completed | Production Completed
PDG | 016-249 |  | AIH | SOURCED | AIH | OK | CND | OK | Data Enrichment ¦ UNSPSC Classification | [12 empty] | 647 | 647 | ARGON MEDICAL DEVICES INC | ARGON MEDICAL | ARGON MEDICAL DEVICES INC | ACN1825MF | ACN1825MF | ACN1825MF | ARGON | ACN1825MF | ACN1825MF | ARGON_ACN1825MF |  |  |  | ACN Biopsy Needle 18GA X 25CM Promag 2.2 |  | 329 | PRODIGO1073281 |  | ACN1825MF | ACN1825MF | ARGON MEDICAL DEVICES, INC. | ACNGäó Biopsy Needle 18ga x 25cm | ACNGäó Biopsy Needle | 42142504 Biopsy needles | A4215 | NEEDLE, STERILE, ANY SIZE, EACH | Acn Needle 18 Gax25 Cm Echogenic Tip Unique Hub Sample Notch For Pro-mag Ultra 2.2 Instrument Sterile Latex | NEEDLE, BIOPSY, ECHOGENIC TIP, 18 GAX25 CM, UNIQUE HUB, SAMPLE NOTCH, FOR PRO-MAG ULTRA 2.2 INSTRUMENT, STERILE, ACN, LATEX | NEEDLE, BIOPSY, ECHOGENIC TIP, 18 GAX25 CM, UNIQUE HUB, SAMPLE NOTCH, FOR PRO-MAG ULTRA 2.2 INSTRUMENT, STERILE, ACN, LATEX | NEEDLE, BX, ECHOGENIC TIP, 18 GAX25 CM, UNIQUE HUB, SAMPLE NOTCH, FOR PRO-MAG ULTRA 2.2 INSTRUMENT, STRL, ACN, LTX | NEEDLE, BX, ECHOGENIC TIP, 18 GAX25 CM, PRO-MAG ULTRA 2.2, ACN | 57 | NEEDLE | BIOPSY | ECHOGENIC TIP |  |  | 18 GAX25 CM |  |  |  |  | UNIQUE HUB, SAMPLE NOTCH, FOR PRO-MAG ULTRA 2.2 INSTRUMENT |  |  |  | STERILE | ACN | LATEX |  |  | https://res.onemed.com/SE/Produktblad/1115842.pdf, https://accessgudid.nlm.nih.gov/devices/00886333007370 | [28 empty] | QC Completed | Production Completed
PDG | 016-249 |  | AIH | SOURCED | AIH | OK | CND | OK | Data Enrichment ¦ UNSPSC Classification | [12 empty] | 648 | 648 | ARGON MEDICAL DEVICES INC | ARGON MEDICAL | ARGON MEDICAL DEVICES INC | ACN1830MF | ACN1830MF | ACN1830MF | ARGON | ACN1830MF | ACN1830MF | ARGON_ACN1830MF |  |  |  | ACN Biopsy Needle 18GA X 30CM Promag 2.2 |  | 329 | PRODIGO1073282 |  | ACN1830MF | ACN1830MF | ARGON MEDICAL DEVICES, INC. | ACNGäó Biopsy Needle 18ga x 30cm | ACNGäó Biopsy Needle | 42142504 Biopsy needles | A4215 | NEEDLE, STERILE, ANY SIZE, EACH | Acn Needle 18 Gax30 Cm Echogenic Tip Unique Hub Sample Notch For Pro-mag Ultra 2.2 Instrument Sterile Latex | NEEDLE, BIOPSY, ECHOGENIC TIP, 18 GAX30 CM, UNIQUE HUB, SAMPLE NOTCH, FOR PRO-MAG ULTRA 2.2 INSTRUMENT, STERILE, ACN, LATEX | NEEDLE, BIOPSY, ECHOGENIC TIP, 18 GAX30 CM, UNIQUE HUB, SAMPLE NOTCH, FOR PRO-MAG ULTRA 2.2 INSTRUMENT, STERILE, ACN, LATEX | NEEDLE, BX, ECHOGENIC TIP, 18 GAX30 CM, UNIQUE HUB, SAMPLE NOTCH, FOR PRO-MAG ULTRA 2.2 INSTRUMENT, STRL, ACN, LTX | NEEDLE, BX, ECHOGENIC TIP, 18 GAX30 CM, PRO-MAG ULTRA 2.2, ACN | 57 | NEEDLE | BIOPSY | ECHOGENIC TIP |  |  | 18 GAX30 CM |  |  |  |  | UNIQUE HUB, SAMPLE NOTCH, FOR PRO-MAG ULTRA 2.2 INSTRUMENT |  |  |  | STERILE | ACN | LATEX |  |  | https://res.onemed.com/SE/Produktblad/1115842.pdf, https://accessgudid.nlm.nih.gov/devices/00886333007233 | [28 empty] | QC Completed | Production Completed
PDG | 016-249 |  | AIH | SOURCED | AIH | OK | CND | OK | Data Enrichment ¦ UNSPSC Classification | [12 empty] | 649 | 649 | ARGON MEDICAL DEVICES INC | ARGON MEDICAL | ARGON MEDICAL DEVICES INC | ACN2010MF | ACN2010MF | ACN2010MF | ARGON | ACN2010MF | ACN2010MF | ARGON_ACN2010MF |  |  |  | ACN Biopsy Needle 20GA X 10CM Promag 2.2 |  | 329 | PRODIGO1073283 |  | ACN2010MF | ACN2010MF | ARGON MEDICAL DEVICES, INC. | ACNGäó Biopsy Needle 20ga x 10cm | ACNGäó Biopsy Needle | 42142504 Biopsy needles | A4215 | NEEDLE, STERILE, ANY SIZE, EACH | Acn Needle 20 Gax10 Cm Echogenic Tip Unique Hub Sample Notch For Pro-mag Ultra 2.2 Instrument Sterile Latex | NEEDLE, BIOPSY, ECHOGENIC TIP, 20 GAX10 CM, UNIQUE HUB, SAMPLE NOTCH, FOR PRO-MAG ULTRA 2.2 INSTRUMENT, STERILE, ACN, LATEX | NEEDLE, BIOPSY, ECHOGENIC TIP, 20 GAX10 CM, UNIQUE HUB, SAMPLE NOTCH, FOR PRO-MAG ULTRA 2.2 INSTRUMENT, STERILE, ACN, LATEX | NEEDLE, BX, ECHOGENIC TIP, 20 GAX10 CM, UNIQUE HUB, SAMPLE NOTCH, FOR PRO-MAG ULTRA 2.2 INSTRUMENT, STRL, ACN, LTX | NEEDLE, BX, ECHOGENIC TIP, 20 GAX10 CM, PRO-MAG ULTRA 2.2, ACN | 57 | NEEDLE | BIOPSY | ECHOGENIC TIP |  |  | 20 GAX10 CM |  |  |  |  | UNIQUE HUB, SAMPLE NOTCH, FOR PRO-MAG ULTRA 2.2 INSTRUMENT |  |  |  | STERILE | ACN | LATEX |  |  | https://res.onemed.com/SE/Produktblad/1115842.pdf, https://accessgudid.nlm.nih.gov/devices/00886333007332 | [28 empty] | QC Completed | Production Completed
PDG | 016-249 |  | AIH | SOURCED | AIH | OK | CND | OK | Data Enrichment ¦ UNSPSC Classification | [12 empty] | 650 | 650 | ARGON MEDICAL DEVICES INC | ARGON MEDICAL | ARGON MEDICAL DEVICES INC | ACN2016MF | ACN2016MF | ACN2016MF | ARGON | ACN2016MF | ACN2016MF | ARGON_ACN2016MF |  |  |  | ACN Biopsy Needle 20GA X 16CM Promag 2.2 |  | 329 | PRODIGO1073284 |  | ACN2016MF | ACN2016MF | ARGON MEDICAL DEVICES, INC. | ACNGäó Biopsy Needle 20ga x 16cm | ACNGäó Biopsy Needle | 42142504 Biopsy needles | A4215 | NEEDLE, STERILE, ANY SIZE, EACH | Acn Needle 20 Gax16 Cm Echogenic Tip Unique Hub Sample Notch For Pro-mag Ultra 2.2 Instrument Sterile Latex | NEEDLE, BIOPSY, ECHOGENIC TIP, 20 GAX16 CM, UNIQUE HUB, SAMPLE NOTCH, FOR PRO-MAG ULTRA 2.2 INSTRUMENT, STERILE, ACN, LATEX | NEEDLE, BIOPSY, ECHOGENIC TIP, 20 GAX16 CM, UNIQUE HUB, SAMPLE NOTCH, FOR PRO-MAG ULTRA 2.2 INSTRUMENT, STERILE, ACN, LATEX | NEEDLE, BX, ECHOGENIC TIP, 20 GAX16 CM, UNIQUE HUB, SAMPLE NOTCH, FOR PRO-MAG ULTRA 2.2 INSTRUMENT, STRL, ACN, LTX | NEEDLE, BX, ECHOGENIC TIP, 20 GAX16 CM, PRO-MAG ULTRA 2.2, ACN | 57 | NEEDLE | BIOPSY | ECHOGENIC TIP |  |  | 20 GAX16 CM |  |  |  |  | UNIQUE HUB, SAMPLE NOTCH, FOR PRO-MAG ULTRA 2.2 INSTRUMENT |  |  |  | STERILE | ACN | LATEX |  |  | https://res.onemed.com/SE/Produktblad/1115842.pdf, https://accessgudid.nlm.nih.gov/devices/00886333007318 | [28 empty] | QC Completed | Production Completed
PDG | 016-249 |  | AIH | SOURCED | AIH | OK | CND | OK | Data Enrichment ¦ UNSPSC Classification | [12 empty] | 651 | 651 | ARGON MEDICAL DEVICES INC | ARGON MEDICAL | ARGON MEDICAL DEVICES INC | ACN2020MF | ACN2020MF | ACN2020MF | ARGON | ACN2020MF | ACN2020MF | ARGON_ACN2020MF |  |  |  | ACN Biopsy Needle 20GA X 20CM Promag 2.2 |  | 329 | PRODIGO1073285 |  | ACN2020MF | ACN2020MF | ARGON MEDICAL DEVICES, INC. | ACNGäó Biopsy Needle 20ga x 20cm | ACNGäó Biopsy Needle | 42142504 Biopsy needles | A4215 | NEEDLE, STERILE, ANY SIZE, EACH | Acn Needle 20 Gax20 Cm Echogenic Tip Unique Hub Sample Notch For Pro-mag Ultra 2.2 Instrument Sterile Latex | NEEDLE, BIOPSY, ECHOGENIC TIP, 20 GAX20 CM, UNIQUE HUB, SAMPLE NOTCH, FOR PRO-MAG ULTRA 2.2 INSTRUMENT, STERILE, ACN, LATEX | NEEDLE, BIOPSY, ECHOGENIC TIP, 20 GAX20 CM, UNIQUE HUB, SAMPLE NOTCH, FOR PRO-MAG ULTRA 2.2 INSTRUMENT, STERILE, ACN, LATEX | NEEDLE, BX, ECHOGENIC TIP, 20 GAX20 CM, UNIQUE HUB, SAMPLE NOTCH, FOR PRO-MAG ULTRA 2.2 INSTRUMENT, STRL, ACN, LTX | NEEDLE, BX, ECHOGENIC TIP, 20 GAX20 CM, PRO-MAG ULTRA 2.2, ACN | 57 | NEEDLE | BIOPSY | ECHOGENIC TIP |  |  | 20 GAX20 CM |  |  |  |  | UNIQUE HUB, SAMPLE NOTCH, FOR PRO-MAG ULTRA 2.2 INSTRUMENT |  |  |  | STERILE | ACN | LATEX |  |  | https://res.onemed.com/SE/Produktblad/1115842.pdf, https://accessgudid.nlm.nih.gov/devices/00886333007257 | [28 empty] | QC Completed | Production Completed
PDG | 016-249 |  | AIH | SOURCED | AIH | OK | CND | OK | Data Enrichment ¦ UNSPSC Classification | [12 empty] | 652 | 652 | ARGON MEDICAL DEVICES INC | ARGON MEDICAL | ARGON MEDICAL DEVICES INC | BGWI1802 | BGWI1802 | BGWI1802 | ARGON | BGWI1802 | BGWI1802 | ARGON_BGWI1802 |  |  |  | Winged Guidewire Introducer Needle - 18GA X 7CM |  | 329 | PRODIGO1073286 |  | BGWI1802 | BGWI1802 | ARGON MEDICAL DEVICES, INC. | Winged Guidewire Introducer Needle 18ga x 7cm | Winged Guidewire Introducer Needle | 42203427 Angiography introducer needles | A4215 | NEEDLE, STERILE, ANY SIZE, EACH | Needle 0.038 In 18 Gax7 Cm Winged Guidewire Sterile Latex | NEEDLE, INTRODUCER, 0.038 IN, 18 GAX7 CM, WINGED GUIDEWIRE, STERILE, LATEX | NEEDLE, INTRODUCER, 0.038 IN, 18 GAX7 CM, WINGED GUIDEWIRE, STERILE, LATEX | NEEDLE, INTRO, 0.038 IN, 18 GAX7 CM, WNG GUIDEWIRE, STRL, LTX | NEEDLE, INTRO, 0.038 IN, 18 GAX7 CM, WNG GUIDEWIRE, STRL, LTX | 55 | NEEDLE | INTRODUCER |  | 0.038 IN |  | 18 GAX7 CM |  |  |  |  | WINGED GUIDEWIRE |  |  |  | STERILE |  | LATEX |  |  | https://res.onemed.com/SE/Produktblad/1115842.pdf, https://accessgudid.nlm.nih.gov/devices/00886333007424 | [28 empty] | QC Completed | Production Completed
PDG | 016-249 |  | AIH | SOURCED | AIH | OK | CND | OK | Data Enrichment ¦ UNSPSC Classification | [12 empty] | 653 | 653 | ARGON MEDICAL DEVICES INC | ARGON MEDICAL | ARGON MEDICAL DEVICES INC | BGWI1902 | BGWI1902 | BGWI1902 | ARGON | BGWI1902 | BGWI1902 | ARGON_BGWI1902 |  |  |  | Winged Guidewire Introducer Needle - 19GA X 7CM |  | 329 | PRODIGO1073287 |  | BGWI1902 | BGWI1902 | ARGON MEDICAL DEVICES, INC. | Winged Guidewire Introducer Needle 19ga x 7cm | Winged Guidewire Introducer Needle | 42203427 Angiography introducer needles | A4215 | NEEDLE, STERILE, ANY SIZE, EACH | Needle 0.035 In 19 Gax7 Cm Winged Guidewire Sterile Latex | NEEDLE, INTRODUCER, 0.035 IN, 19 GAX7 CM, WINGED GUIDEWIRE, STERILE, LATEX | NEEDLE, INTRODUCER, 0.035 IN, 19 GAX7 CM, WINGED GUIDEWIRE, STERILE, LATEX | NEEDLE, INTRO, 0.035 IN, 19 GAX7 CM, WNG GUIDEWIRE, STRL, LTX | NEEDLE, INTRO, 0.035 IN, 19 GAX7 CM, WNG GUIDEWIRE, STRL, LTX | 55 | NEEDLE | INTRODUCER |  | 0.035 IN |  | 19 GAX7 CM |  |  |  |  | WINGED GUIDEWIRE |  |  |  | STERILE |  | LATEX |  |  | https://res.onemed.com/SE/Produktblad/1115842.pdf, https://accessgudid.nlm.nih.gov/devices/00886333007417 | [28 empty] | QC Completed | Production Completed
PDG | 016-249 |  | AIH | SOURCED | AIH | OK | CND | OK | Data Enrichment ¦ UNSPSC Classification | [12 empty] | 654 | 654 | ARGON MEDICAL DEVICES INC | ARGON MEDICAL | ARGON MEDICAL DEVICES INC | BLN2003 | BLN2003 | BLN2003 | ARGON | BLN2003 | BLN2003 | ARGON_BLN2003 |  |  |  | Accura Kopans Style BLN 20GA X 3CM Nonrepositionable |  | 329 | PRODIGO1073288 |  | BLN2003 | BLN2003 | ARGON MEDICAL DEVICES, INC. | AccuraGäó BLN 20ga x 3cm | Breast Localization Needles | 42294306 Breast localization needles | A4215 | NEEDLE, STERILE, ANY SIZE, EACH | Accura Needle 20 Gax3 Cm 10.4 Cm Kopan Springhook Hardwire Non Repositionable Sterile Latex | NEEDLE, BREAST LOCALIZATION, KOPAN, 20 GAX3 CM, 10.4 CM, SPRINGHOOK HARDWIRE, NON REPOSITIONABLE, STERILE, ACCURA, LATEX | NEEDLE, BREAST LOCALIZATION, KOPAN, 20 GAX3 CM, 10.4 CM, SPRINGHOOK HARDWIRE, NON REPOSITIONABLE, STERILE, ACCURA, LATEX | NEEDLE, BRST LOC, KOPAN, 20 GAX3 CM, 10.4 CM, SPRINGHOOK HARDWIRE, N REPOSITIONABLE, STRL, ACCURA, LTX | NEEDLE, BRST LOC, KOPAN, 20 GAX3 CM, 10.4 CM, SPRINGHOOK, ACCURA | 58 | NEEDLE | BREAST LOCALIZATION | KOPAN |  |  | 20 GAX3 CM | 10.4 CM |  |  |  | SPRINGHOOK HARDWIRE, NON REPOSITIONABLE |  |  |  | STERILE | ACCURA | LATEX |  |  | https://res.onemed.com/SE/Produktblad/1115842.pdf, https://accessgudid.nlm.nih.gov/devices/00886333007516 | [28 empty] | QC Completed | Production Completed
PDG | 016-249 |  | AIH | SOURCED | AIH | OK | CND | OK | Data Enrichment ¦ UNSPSC Classification | [12 empty] | 655 | 655 | ARGON MEDICAL DEVICES INC | ARGON MEDICAL | ARGON MEDICAL DEVICES INC | BLN2015 | BLN2015 | BLN2015 | ARGON | BLN2015 | BLN2015 | ARGON_BLN2015 |  |  |  | Accura Kopans Style BLN 20GA X 15CM Nonrepositionable |  | 329 | PRODIGO1073292 |  | BLN2015 | BLN2015 | ARGON MEDICAL DEVICES, INC. | AccuraGäó BLN 20ga x 15cm | Breast Localization Needles | 42294306 Breast localization needles | A4215 | NEEDLE, STERILE, ANY SIZE, EACH | Accura Needle 20 Gax15 Cm 28.9 Cm Kopan Springhook Hardwire Non Repositionable Sterile Latex | NEEDLE, BREAST LOCALIZATION, KOPAN, 20 GAX15 CM, 28.9 CM, SPRINGHOOK HARDWIRE, NON REPOSITIONABLE, STERILE, ACCURA, LATEX | NEEDLE, BREAST LOCALIZATION, KOPAN, 20 GAX15 CM, 28.9 CM, SPRINGHOOK HARDWIRE, NON REPOSITIONABLE, STERILE, ACCURA, LATEX | NEEDLE, BRST LOC, KOPAN, 20 GAX15 CM, 28.9 CM, SPRINGHOOK HARDWIRE, N REPOSITIONABLE, STRL, ACCURA, LTX | NEEDLE, BRST LOC, KOPAN, 20 GAX15 CM, 28.9 CM, SPRINGHOOK, ACCURA | 59 | NEEDLE | BREAST LOCALIZATION | KOPAN |  |  | 20 GAX15 CM | 28.9 CM |  |  |  | SPRINGHOOK HARDWIRE, NON REPOSITIONABLE |  |  |  | STERILE | ACCURA | LATEX |  |  | https://res.onemed.com/SE/Produktblad/1115842.pdf, https://accessgudid.nlm.nih.gov/devices/00886333007479 | [28 empty] | QC Completed | Production Completed
PDG | 016-249 |  | AIH | SOURCED | AIH | OK | CND | OK | Data Enrichment ¦ UNSPSC Classification | [12 empty] | 656 | 656 | ARGON MEDICAL DEVICES INC | ARGON MEDICAL | ARGON MEDICAL DEVICES INC | BLN2103 | BLN2103 | BLN2103 | ARGON | BLN2103 | BLN2103 | ARGON_BLN2103 |  |  |  | Accura Kopans Style BLN 21GA X 3CM Nonrepositionable |  | 329 | PRODIGO1073293 |  | BLN2103 | BLN2103 | ARGON MEDICAL DEVICES, INC. | AccuraGäó BLN 21ga x 3cm | Breast Localization Needles | 42294306 Breast localization needles | A4215 | NEEDLE, STERILE, ANY SIZE, EACH | Accura Needle 21 Gax3 Cm 10.4 Cm Kopan Springhook Hardwire Non Repositionable Sterile Latex | NEEDLE, BREAST LOCALIZATION, KOPAN, 21 GAX3 CM, 10.4 CM, SPRINGHOOK HARDWIRE, NON REPOSITIONABLE, STERILE, ACCURA, LATEX | NEEDLE, BREAST LOCALIZATION, KOPAN, 21 GAX3 CM, 10.4 CM, SPRINGHOOK HARDWIRE, NON REPOSITIONABLE, STERILE, ACCURA, LATEX | NEEDLE, BRST LOC, KOPAN, 21 GAX3 CM, 10.4 CM, SPRINGHOOK HARDWIRE, N REPOSITIONABLE, STRL, ACCURA, LTX | NEEDLE, BRST LOC, KOPAN, 21 GAX3 CM, 10.4 CM, SPRINGHOOK, ACCURA | 58 | NEEDLE | BREAST LOCALIZATION | KOPAN |  |  | 21 GAX3 CM | 10.4 CM |  |  |  | SPRINGHOOK HARDWIRE, NON REPOSITIONABLE |  |  |  | STERILE | ACCURA | LATEX |  |  | https://res.onemed.com/SE/Produktblad/1115842.pdf, https://accessgudid.nlm.nih.gov/devices/00886333007462 | [28 empty] | QC Completed | Production Completed
PDG | 016-249 |  | AIH | SOURCED | AIH | OK | CND | OK | Data Enrichment ¦ UNSPSC Classification | [12 empty] | 657 | 657 | ARGON MEDICAL DEVICES INC | ARGON MEDICAL | ARGON MEDICAL DEVICES INC | BLN2105 | BLN2105 | BLN2105 | ARGON | BLN2105 | BLN2105 | ARGON_BLN2105 |  |  |  | Accura Kopans Style BLN 21GA X 5CM Nonrepositionable |  | 329 | PRODIGO1073294 |  | BLN2105 | BLN2105 | ARGON MEDICAL DEVICES, INC. | AccuraGäó BLN 21ga x 5cm | Breast Localization Needles | 42294306 Breast localization needles | A4215 | NEEDLE, STERILE, ANY SIZE, EACH | Accura Needle 21 Gax5 Cm 14.4 Cm Kopan Springhook Hardwire Non Repositionable Sterile Latex | NEEDLE, BREAST LOCALIZATION, KOPAN, 21 GAX5 CM, 14.4 CM, SPRINGHOOK HARDWIRE, NON REPOSITIONABLE, STERILE, ACCURA, LATEX | NEEDLE, BREAST LOCALIZATION, KOPAN, 21 GAX5 CM, 14.4 CM, SPRINGHOOK HARDWIRE, NON REPOSITIONABLE, STERILE, ACCURA, LATEX | NEEDLE, BRST LOC, KOPAN, 21 GAX5 CM, 14.4 CM, SPRINGHOOK HARDWIRE, N REPOSITIONABLE, STRL, ACCURA, LTX | NEEDLE, BRST LOC, KOPAN, 21 GAX5 CM, 14.4 CM, SPRINGHOOK, ACCURA | 58 | NEEDLE | BREAST LOCALIZATION | KOPAN |  |  | 21 GAX5 CM | 14.4 CM |  |  |  | SPRINGHOOK HARDWIRE, NON REPOSITIONABLE |  |  |  | STERILE | ACCURA | LATEX |  |  | https://res.onemed.com/SE/Produktblad/1115842.pdf, https://accessgudid.nlm.nih.gov/devices/00886333007431 | [28 empty] | QC Completed | Production Completed
PDG | 016-249 |  | AIH | SOURCED | AIH | OK | CND | OK | Data Enrichment ¦ UNSPSC Classification | [12 empty] | 658 | 658 | ARGON MEDICAL DEVICES INC | ARGON MEDICAL | ARGON MEDICAL DEVICES INC | BLN21075 | BLN21075 | BLN21075 | ARGON | BLN21075 | BLN21075 | ARGON_BLN21075 |  |  |  | Accura Kopans Style BLN 21GA X 7.5CM Nonrepositionable |  | 329 | PRODIGO1073295 |  | BLN21075 | BLN21075 | ARGON MEDICAL DEVICES, INC. | AccuraGäó BLN 21ga x 7.5cm | Breast Localization Needles | 42294306 Breast localization needles | A4215 | NEEDLE, STERILE, ANY SIZE, EACH | Accura Needle 21 Gax7.5 Cm 19.4 Cm Kopan Springhook Hardwire Non Repositionable Sterile Latex | NEEDLE, BREAST LOCALIZATION, KOPAN, 21 GAX7.5 CM, 19.4 CM, SPRINGHOOK HARDWIRE, NON REPOSITIONABLE, STERILE, ACCURA, LATEX | NEEDLE, BREAST LOCALIZATION, KOPAN, 21 GAX7.5 CM, 19.4 CM, SPRINGHOOK HARDWIRE, NON REPOSITIONABLE, STERILE, ACCURA, LATEX | NEEDLE, BRST LOC, KOPAN, 21 GAX7.5 CM, 19.4 CM, SPRINGHOOK HARDWIRE, N REPOSITIONABLE, STRL, ACCURA, LTX | NEEDLE, BRST LOC, KOPAN, 21 GAX7.5 CM, 19.4 CM, SPRINGHOOK, ACCURA | 60 | NEEDLE | BREAST LOCALIZATION | KOPAN |  |  | 21 GAX7.5 CM | 19.4 CM |  |  |  | SPRINGHOOK HARDWIRE, NON REPOSITIONABLE |  |  |  | STERILE | ACCURA | LATEX |  |  | https://res.onemed.com/SE/Produktblad/1115842.pdf, https://accessgudid.nlm.nih.gov/devices/00886333007455 | [28 empty] | QC Completed | Production Completed
PDG | 016-249 |  | AIH | SOURCED | AIH | OK | CND | OK | Data Enrichment ¦ UNSPSC Classification | [12 empty] | 659 | 659 | ARGON MEDICAL DEVICES INC | ARGON MEDICAL | ARGON MEDICAL DEVICES INC | BLN2110 | BLN2110 | BLN2110 | ARGON | BLN2110 | BLN2110 | ARGON_BLN2110 |  |  |  | Accura Kopans Style BLN 21GA X 10CM Nonrepositionable |  | 329 | PRODIGO1073296 |  | BLN2110 | BLN2110 | ARGON MEDICAL DEVICES, INC. | AccuraGäó BLN 21ga x 10cm | Breast Localization Needles | 42294306 Breast localization needles | A4215 | NEEDLE, STERILE, ANY SIZE, EACH | Accura Needle 21 Gax10 Cm 24.4 Cm Kopan Springhook Hardwire Non Repositionable Sterile Latex | NEEDLE, BREAST LOCALIZATION, KOPAN, 21 GAX10 CM, 24.4 CM, SPRINGHOOK HARDWIRE, NON REPOSITIONABLE, STERILE, ACCURA, LATEX | NEEDLE, BREAST LOCALIZATION, KOPAN, 21 GAX10 CM, 24.4 CM, SPRINGHOOK HARDWIRE, NON REPOSITIONABLE, STERILE, ACCURA, LATEX | NEEDLE, BRST LOC, KOPAN, 21 GAX10 CM, 24.4 CM, SPRINGHOOK HARDWIRE, N REPOSITIONABLE, STRL, ACCURA, LTX | NEEDLE, BRST LOC, KOPAN, 21 GAX10 CM, 24.4 CM, SPRINGHOOK, ACCURA | 59 | NEEDLE | BREAST LOCALIZATION | KOPAN |  |  | 21 GAX10 CM | 24.4 CM |  |  |  | SPRINGHOOK HARDWIRE, NON REPOSITIONABLE |  |  |  | STERILE | ACCURA | LATEX |  |  | https://res.onemed.com/SE/Produktblad/1115842.pdf, https://accessgudid.nlm.nih.gov/devices/00886333007523 | [28 empty] | QC Completed | Production Completed
PDG | 016-249 |  | AIH | SOURCED | AIH | OK | CND | OK | Data Enrichment ¦ UNSPSC Classification | [12 empty] | 660 | 660 | ARGON MEDICAL DEVICES INC | ARGON MEDICAL | ARGON MEDICAL DEVICES INC | BLND2003 | BLND2003 | BLND2003 | ARGON | BLND2003 | BLND2003 | ARGON_BLND2003 |  |  |  | D Wire BLN 20GA X 3CM Nonrepoisitionable |  | 329 | PRODIGO1073297 |  | BLND2003 | BLND2003 | ARGON MEDICAL DEVICES, INC. | D Wire BLN 20ga x 3cm | Breast Localization Needles | 42294306 Breast localization needles | A4215 | NEEDLE, STERILE, ANY SIZE, EACH | Accura Needle 20 Gax3 Cm 13.2 Cm D Wire Non Repositionable Sterile Latex | NEEDLE, BREAST LOCALIZATION, 20 GAX3 CM, 13.2 CM, D WIRE, NON REPOSITIONABLE, STERILE, ACCURA, LATEX | NEEDLE, BREAST LOCALIZATION, 20 GAX3 CM, 13.2 CM, D WIRE, NON REPOSITIONABLE, STERILE, ACCURA, LATEX | NEEDLE, BRST LOC, 20 GAX3 CM, 13.2 CM, D WIRE, N REPOSITIONABLE, STRL, ACCURA, LTX | NEEDLE, BRST LOC, 20 GAX3 CM, 13.2 CM, D WIRE, ACCURA | 48 | NEEDLE | BREAST LOCALIZATION |  |  |  | 20 GAX3 CM | 13.2 CM |  |  |  | D WIRE, NON REPOSITIONABLE |  |  |  | STERILE | ACCURA | LATEX |  |  | https://res.onemed.com/SE/Produktblad/1115842.pdf, https://accessgudid.nlm.nih.gov/devices/00886333007578 | [28 empty] | QC Completed | Production Completed
PDG | 016-249 |  | AIH | SOURCED | AIH | OK | CND | OK | Data Enrichment ¦ UNSPSC Classification | [12 empty] | 661 | 661 | ARGON MEDICAL DEVICES INC | ARGON MEDICAL | ARGON MEDICAL DEVICES INC | BLND2005 | BLND2005 | BLND2005 | ARGON | BLND2005 | BLND2005 | ARGON_BLND2005 |  |  |  | D Wire BLN 20GA X 5CM Nonrepoisitionable |  | 329 | PRODIGO1073298 |  | BLND2005 | BLND2005 | ARGON MEDICAL DEVICES, INC. | D Wire BLN 20ga x 5cm | Breast Localization Needles | 42294306 Breast localization needles | A4215 | NEEDLE, STERILE, ANY SIZE, EACH | Accura Needle 20 Gax5 Cm 17.2 Cm D Wire Non Repositionable Sterile Latex | NEEDLE, BREAST LOCALIZATION, 20 GAX5 CM, 17.2 CM, D WIRE, NON REPOSITIONABLE, STERILE, ACCURA, LATEX | NEEDLE, BREAST LOCALIZATION, 20 GAX5 CM, 17.2 CM, D WIRE, NON REPOSITIONABLE, STERILE, ACCURA, LATEX | NEEDLE, BRST LOC, 20 GAX5 CM, 17.2 CM, D WIRE, N REPOSITIONABLE, STRL, ACCURA, LTX | NEEDLE, BRST LOC, 20 GAX5 CM, 17.2 CM, D WIRE, ACCURA | 48 | NEEDLE | BREAST LOCALIZATION |  |  |  | 20 GAX5 CM | 17.2 CM |  |  |  | D WIRE, NON REPOSITIONABLE |  |  |  | STERILE | ACCURA | LATEX |  |  | https://res.onemed.com/SE/Produktblad/1115842.pdf, https://accessgudid.nlm.nih.gov/devices/00886333007561 | [28 empty] | QC Completed | Production Completed
PDG | 016-249 |  | AIH | SOURCED | AIH | OK | CND | OK | Data Enrichment ¦ UNSPSC Classification | [12 empty] | 662 | 662 | ARGON MEDICAL DEVICES INC | ARGON MEDICAL | ARGON MEDICAL DEVICES INC | BLND20075 | BLND20075 | BLND20075 | ARGON | BLND20075 | BLND20075 | ARGON_BLND20075 |  |  |  | D Wire BLN 20GA X 7.5CM Nonrepoisitionable |  | 329 | PRODIGO1073299 |  | BLND20075 | BLND20075 | ARGON MEDICAL DEVICES, INC. | D Wire BLN 20ga x 7.5cm | Breast Localization Needles | 42294306 Breast localization needles | A4215 | NEEDLE, STERILE, ANY SIZE, EACH | Accura Needle 20 Gax7.5 Cm 18.3 Cm D Wire Non Repositionable Sterile Latex | NEEDLE, BREAST LOCALIZATION, 20 GAX7.5 CM, 18.3 CM, D WIRE, NON REPOSITIONABLE, STERILE, ACCURA, LATEX | NEEDLE, BREAST LOCALIZATION, 20 GAX7.5 CM, 18.3 CM, D WIRE, NON REPOSITIONABLE, STERILE, ACCURA, LATEX | NEEDLE, BRST LOC, 20 GAX7.5 CM, 18.3 CM, D WIRE, N REPOSITIONABLE, STRL, ACCURA, LTX | NEEDLE, BRST LOC, 20 GAX7.5 CM, 18.3 CM, D WIRE, ACCURA | 50 | NEEDLE | BREAST LOCALIZATION |  |  |  | 20 GAX7.5 CM | 18.3 CM |  |  |  | D WIRE, NON REPOSITIONABLE |  |  |  | STERILE | ACCURA | LATEX |  |  | https://res.onemed.com/SE/Produktblad/1115842.pdf, https://accessgudid.nlm.nih.gov/devices/00886333007530 | [28 empty] | QC Completed | Production Completed
PDG | 016-249 |  | AIH | SOURCED | AIH | OK | CND | OK | Data Enrichment ¦ UNSPSC Classification | [12 empty] | 663 | 663 | ARGON MEDICAL DEVICES INC | ARGON MEDICAL | ARGON MEDICAL DEVICES INC | BLND2010 | BLND2010 | BLND2010 | ARGON | BLND2010 | BLND2010 | ARGON_BLND2010 |  |  |  | D Wire BLN 20GA X 10CM Nonrepoisitionable |  | 329 | PRODIGO1073300 |  | BLND2010 | BLND2010 | ARGON MEDICAL DEVICES, INC. | D Wire BLN 20ga x 10cm | Breast Localization Needles | 42294306 Breast localization needles | A4215 | NEEDLE, STERILE, ANY SIZE, EACH | Accura Needle 20 Gax10 Cm 21.2 Cm D Wire Non Repositionable Sterile Latex | NEEDLE, BREAST LOCALIZATION, 20 GAX10 CM, 21.2 CM, D WIRE, NON REPOSITIONABLE, STERILE, ACCURA, LATEX | NEEDLE, BREAST LOCALIZATION, 20 GAX10 CM, 21.2 CM, D WIRE, NON REPOSITIONABLE, STERILE, ACCURA, LATEX | NEEDLE, BRST LOC, 20 GAX10 CM, 21.2 CM, D WIRE, N REPOSITIONABLE, STRL, ACCURA, LTX | NEEDLE, BRST LOC, 20 GAX10 CM, 21.2 CM, D WIRE, ACCURA | 49 | NEEDLE | BREAST LOCALIZATION |  |  |  | 20 GAX10 CM | 21.2 CM |  |  |  | D WIRE, NON REPOSITIONABLE |  |  |  | STERILE | ACCURA | LATEX |  |  | https://res.onemed.com/SE/Produktblad/1115842.pdf, https://accessgudid.nlm.nih.gov/devices/00886333007554 | [28 empty] | QC Completed | Production Completed
PDG | 016-249 |  | AIH | SOURCED | AIH | OK | CND | OK | Data Enrichment ¦ UNSPSC Classification | [12 empty] | 664 | 664 | ARGON MEDICAL DEVICES INC | ARGON MEDICAL | ARGON MEDICAL DEVICES INC | BLND2015 | BLND2015 | BLND2015 | ARGON | BLND2015 | BLND2015 | ARGON_BLND2015 |  |  |  | D Wire BLN 20GA X 15CM Nonrepoisitionable |  | 329 | PRODIGO1073301 |  | BLND2015 | BLND2015 | ARGON MEDICAL DEVICES, INC. | D Wire BLN 20ga x 15cm | Breast Localization Needles | 42294306 Breast localization needles | A4215 | NEEDLE, STERILE, ANY SIZE, EACH | Accura Needle 20 Gax15 Cm 28.9 Cm D Wire Non Repositionable Sterile Latex | NEEDLE, BREAST LOCALIZATION, 20 GAX15 CM, 28.9 CM, D WIRE, NON REPOSITIONABLE, STERILE, ACCURA, LATEX | NEEDLE, BREAST LOCALIZATION, 20 GAX15 CM, 28.9 CM, D WIRE, NON REPOSITIONABLE, STERILE, ACCURA, LATEX | NEEDLE, BRST LOC, 20 GAX15 CM, 28.9 CM, D WIRE, N REPOSITIONABLE, STRL, ACCURA, LTX | NEEDLE, BRST LOC, 20 GAX15 CM, 28.9 CM, D WIRE, ACCURA | 49 | NEEDLE | BREAST LOCALIZATION |  |  |  | 20 GAX15 CM | 28.9 CM |  |  |  | D WIRE, NON REPOSITIONABLE |  |  |  | STERILE | ACCURA | LATEX |  |  | https://res.onemed.com/SE/Produktblad/1115842.pdf, https://accessgudid.nlm.nih.gov/devices/00886333007585 | [28 empty] | QC Completed | Production Completed
PDG | 016-249 |  | AIH | SOURCED | AIH | OK | CND | OK | Data Enrichment ¦ UNSPSC Classification | [12 empty] | 665 | 665 | ARGON MEDICAL DEVICES INC | ARGON MEDICAL | ARGON MEDICAL DEVICES INC | BMET1104CTL | BMET1104CTL | BMET1104CTL | ARGON | BMET1104CTL | BMET1104CTL | ARGON_BMET1104CTL |  |  |  | T-Lok Economy Bone Marrow Tray |  | 329 | PRODIGO1073304 |  | BMET1104CTL | BMET1104CTL | ARGON MEDICAL DEVICES, INC. | T-LokGäó Economy Bone Marrow Tray | T-LokGäó Economy Bone Marrow Tray | 42295471 Bone marrow aspiration systems | A4550 | SURGICAL TRAYS | T-lok Bone Marrow Tray 11 Gax4 In 16 Gax2.688 In Economy With Biopsy Aspiration Needle Sterile Latex | BONE MARROW TRAY, ECONOMY, 11 GAX4 IN, 16 GAX2.688 IN, WITH BIOPSY ASPIRATION NEEDLE, STERILE, T-LOK, LATEX | BONE MARROW TRAY, ECONOMY, 11 GAX4 IN, 16 GAX2.688 IN, WITH BIOPSY ASPIRATION NEEDLE, STERILE, T-LOK, LATEX | BONE MARROW TRAY, ECON, 11 GAX4 IN, 16 GAX2.688 IN, W/ BX ASPIR NDL, STRL, T-LOK, LTX | BONE MARROW TRAY, ECON, 11 GAX4 IN, 16 GAX2.688 IN, ASPIR, T-LOK | 59 | BONE MARROW TRAY |  | ECONOMY |  |  | 11 GAX4 IN | 16 GAX2.688 IN |  |  |  | WITH BIOPSY ASPIRATION NEEDLE |  |  |  | STERILE | T-LOK | LATEX |  |  | https://www.argonmedical.com/wp-content/uploads/2022/09/tlok-brochure.pdf, https://accessgudid.nlm.nih.gov/devices/00886333007615 | [28 empty] | QC Completed | Production Completed
PDG | 016-249 |  | AIH | SOURCED | AIH | OK | CND | OK | Data Enrichment ¦ UNSPSC Classification | [12 empty] | 666 | 666 | ARGON MEDICAL DEVICES INC | ARGON MEDICAL | ARGON MEDICAL DEVICES INC | BMHN1104X | BMHN1104X | BMHN1104X | ARGON | BMHN1104X | BMHN1104X | ARGON_BMHN1104X |  |  |  | Bone Marrow Harvest Needle 11GA X 4In Bevel Tip |  | 329 | PRODIGO1073306 |  | BMHN1104X | BMHN1104X | ARGON MEDICAL DEVICES, INC. | Bone Marrow Harvest Needle 11ga x 4in | Bone Marrow Harvest Needle | 42142504 Biopsy needles | A4215 | NEEDLE, STERILE, ANY SIZE, EACH | Needle 11 Gax4 In Beveled Tip For Bone Marrow Harvest Sterile Latex | NEEDLE, BIOPSY, BEVELED TIP, 11 GAX4 IN, FOR BONE MARROW HARVEST, STERILE, LATEX | NEEDLE, BIOPSY, BEVELED TIP, 11 GAX4 IN, FOR BONE MARROW HARVEST, STERILE, LATEX | NEEDLE, BX, BVL TIP, 11 GAX4 IN, FOR BNE MAR HARV, STRL, LTX | NEEDLE, BX, BVL TIP, 11 GAX4 IN, FOR BNE MAR HARV, STRL, LTX | 54 | NEEDLE | BIOPSY | BEVELED TIP |  |  | 11 GAX4 IN |  |  |  |  | FOR BONE MARROW HARVEST |  |  |  | STERILE |  | LATEX |  |  | https://res.onemed.com/SE/Produktblad/1115842.pdf, https://accessgudid.nlm.nih.gov/devices/00886333007646 | [28 empty] | QC Completed | Production Completed
PDG | 016-249 |  | AIH | SOURCED | AIH | OK | CND | OK | Data Enrichment ¦ UNSPSC Classification | [12 empty] | 667 | 667 | ARGON MEDICAL DEVICES INC | ARGON MEDICAL | ARGON MEDICAL DEVICES INC | BMHN1302X | BMHN1302X | BMHN1302X | ARGON | BMHN1302X | BMHN1302X | ARGON_BMHN1302X |  |  |  | Bone Marrow Harvest Needle 13GA X 2InBevel Tip |  | 329 | PRODIGO1073307 |  | BMHN1302X | BMHN1302X | ARGON MEDICAL DEVICES, INC. | Bone Marrow Harvest Needle 13ga x 2in | Bone Marrow Harvest Needle | 42142504 Biopsy needles | A4215 | NEEDLE, STERILE, ANY SIZE, EACH | Needle 13 Gax2 In Beveled Tip For Bone Marrow Harvest Sterile Latex | NEEDLE, BIOPSY, BEVELED TIP, 13 GAX2 IN, FOR BONE MARROW HARVEST, STERILE, LATEX | NEEDLE, BIOPSY, BEVELED TIP, 13 GAX2 IN, FOR BONE MARROW HARVEST, STERILE, LATEX | NEEDLE, BX, BVL TIP, 13 GAX2 IN, FOR BNE MAR HARV, STRL, LTX | NEEDLE, BX, BVL TIP, 13 GAX2 IN, FOR BNE MAR HARV, STRL, LTX | 54 | NEEDLE | BIOPSY | BEVELED TIP |  |  | 13 GAX2 IN |  |  |  |  | FOR BONE MARROW HARVEST |  |  |  | STERILE |  | LATEX |  |  | https://res.onemed.com/SE/Produktblad/1115842.pdf, https://accessgudid.nlm.nih.gov/devices/00886333007684 | [28 empty] | QC Completed | Production Completed
PDG | 016-249 |  | AIH | SOURCED | AIH | OK | CND | OK | Data Enrichment ¦ UNSPSC Classification | [12 empty] | 668 | 668 | ARGON MEDICAL DEVICES INC | ARGON MEDICAL | ARGON MEDICAL DEVICES INC | BMHN1303X | BMHN1303X | BMHN1303X | ARGON | BMHN1303X | BMHN1303X | ARGON_BMHN1303X |  |  |  | Bone Marrow Harvest Needle 13GA X 3InBevel Tip |  | 329 | PRODIGO1073308 |  | BMHN1303X | BMHN1303X | ARGON MEDICAL DEVICES, INC. | Bone Marrow Harvest Needle 13ga x 3in | Bone Marrow Harvest Needle | 42142504 Biopsy needles | A4215 | NEEDLE, STERILE, ANY SIZE, EACH | Needle 13 Gax3 In Beveled Tip For Bone Marrow Harvest Sterile Latex | NEEDLE, BIOPSY, BEVELED TIP, 13 GAX3 IN, FOR BONE MARROW HARVEST, STERILE, LATEX | NEEDLE, BIOPSY, BEVELED TIP, 13 GAX3 IN, FOR BONE MARROW HARVEST, STERILE, LATEX | NEEDLE, BX, BVL TIP, 13 GAX3 IN, FOR BNE MAR HARV, STRL, LTX | NEEDLE, BX, BVL TIP, 13 GAX3 IN, FOR BNE MAR HARV, STRL, LTX | 54 | NEEDLE | BIOPSY | BEVELED TIP |  |  | 13 GAX3 IN |  |  |  |  | FOR BONE MARROW HARVEST |  |  |  | STERILE |  | LATEX |  |  | https://res.onemed.com/SE/Produktblad/1115842.pdf, https://accessgudid.nlm.nih.gov/devices/00886333007677 | [28 empty] | QC Completed | Production Completed
PDG | 016-249 |  | AIH | SOURCED | AIH | OK | CND | OK | Data Enrichment ¦ UNSPSC Classification | [12 empty] | 669 | 669 | ARGON MEDICAL DEVICES INC | ARGON MEDICAL | ARGON MEDICAL DEVICES INC | BMHN1304VX | BMHN1304VX | BMHN1304VX | ARGON | BMHN1304VX | BMHN1304VX | ARGON_BMHN1304VX |  |  |  | Bone Marrow Harvest Needle 13GA X 4In Double Diamond Tip W/ Side Holes |  | 329 | PRODIGO1073309 |  | BMHN1304VX | BMHN1304VX | ARGON MEDICAL DEVICES, INC. | Bone Marrow Harvest Needle 13ga x 4in | Bone Marrow Harvest Needle | 42142504 Biopsy needles | A4215 | NEEDLE, STERILE, ANY SIZE, EACH | Needle 13 Gax4 In Double Diamond Tip Side Hole For Bone Marrow Harvest Sterile Latex | NEEDLE, BIOPSY, DOUBLE DIAMOND TIP, 13 GAX4 IN, SIDE HOLE, FOR BONE MARROW HARVEST, STERILE, LATEX | NEEDLE, BIOPSY, DOUBLE DIAMOND TIP, 13 GAX4 IN, SIDE HOLE, FOR BONE MARROW HARVEST, STERILE, LATEX | NEEDLE, BX, DBL DIAMOND TIP, 13 GAX4 IN, SH, FOR BNE MAR HARV, STRL, LTX | NEEDLE, BX, DBL DIAMOND TIP, 13 GAX4 IN, SH, FOR BNE MAR HARV | 56 | NEEDLE | BIOPSY | DOUBLE DIAMOND TIP |  |  | 13 GAX4 IN |  |  |  |  | SIDE HOLE, FOR BONE MARROW HARVEST |  |  |  | STERILE |  | LATEX |  |  | https://res.onemed.com/SE/Produktblad/1115842.pdf, https://accessgudid.nlm.nih.gov/devices/00886333007653 | [28 empty] | QC Completed | Production Completed
PDG | 016-249 |  | AIH | SOURCED | AIH | OK | CND | OK | Data Enrichment ¦ UNSPSC Classification | [12 empty] | 670 | 670 | ARGON MEDICAL DEVICES INC | ARGON MEDICAL | ARGON MEDICAL DEVICES INC | BMHN1304X | BMHN1304X | BMHN1304X | ARGON | BMHN1304X | BMHN1304X | ARGON_BMHN1304X |  |  |  | Bone Marrow Harvest Needle 13GA X 4In Bevel Tip |  | 329 | PRODIGO1073310 |  | BMHN1304X | BMHN1304X | ARGON MEDICAL DEVICES, INC. | Bone Marrow Harvest Needle 13ga x 4in | Bone Marrow Harvest Needle | 42142504 Biopsy needles | A4215 | NEEDLE, STERILE, ANY SIZE, EACH | Needle 13 Gax4 In Beveled Tip For Bone Marrow Harvest Sterile Latex | NEEDLE, BIOPSY, BEVELED TIP, 13 GAX4 IN, FOR BONE MARROW HARVEST, STERILE, LATEX | NEEDLE, BIOPSY, BEVELED TIP, 13 GAX4 IN, FOR BONE MARROW HARVEST, STERILE, LATEX | NEEDLE, BX, BVL TIP, 13 GAX4 IN, FOR BNE MAR HARV, STRL, LTX | NEEDLE, BX, BVL TIP, 13 GAX4 IN, FOR BNE MAR HARV, STRL, LTX | 54 | NEEDLE | BIOPSY | BEVELED TIP |  |  | 13 GAX4 IN |  |  |  |  | FOR BONE MARROW HARVEST |  |  |  | STERILE |  | LATEX |  |  | https://res.onemed.com/SE/Produktblad/1115842.pdf, https://accessgudid.nlm.nih.gov/devices/00886333007691 | [28 empty] | QC Completed | Production Completed
PDG | 016-249 |  | AIH | SOURCED | AIH | OK | CND | OK | Data Enrichment ¦ UNSPSC Classification | [12 empty] | 671 | 671 | ARGON MEDICAL DEVICES INC | ARGON MEDICAL | ARGON MEDICAL DEVICES INC | BMHN1502X | BMHN1502X | BMHN1502X | ARGON | BMHN1502X | BMHN1502X | ARGON_BMHN1502X |  |  |  | Bone Marrow Harvest Needle 15GA X 2In Bevel Tip |  | 329 | PRODIGO1073311 |  | BMHN1502X | BMHN1502X | ARGON MEDICAL DEVICES, INC. | Bone Marrow Harvest Needle 15ga x 2in | Bone Marrow Harvest Needle | 42142504 Biopsy needles | A4215 | NEEDLE, STERILE, ANY SIZE, EACH | Needle 15 Gax2 In Beveled Tip For Bone Marrow Harvest Sterile Latex | NEEDLE, BIOPSY, BEVELED TIP, 15 GAX2 IN, FOR BONE MARROW HARVEST, STERILE, LATEX | NEEDLE, BIOPSY, BEVELED TIP, 15 GAX2 IN, FOR BONE MARROW HARVEST, STERILE, LATEX | NEEDLE, BX, BVL TIP, 15 GAX2 IN, FOR BNE MAR HARV, STRL, LTX | NEEDLE, BX, BVL TIP, 15 GAX2 IN, FOR BNE MAR HARV, STRL, LTX | 54 | NEEDLE | BIOPSY | BEVELED TIP |  |  | 15 GAX2 IN |  |  |  |  | FOR BONE MARROW HARVEST |  |  |  | STERILE |  | LATEX |  |  | https://res.onemed.com/SE/Produktblad/1115842.pdf, https://accessgudid.nlm.nih.gov/devices/00886333007707 | [28 empty] | QC Completed | Production Completed
PDG | 016-249 |  | AIH | SOURCED | AIH | OK | CND | OK | Data Enrichment ¦ UNSPSC Classification | [12 empty] | 672 | 672 | ARGON MEDICAL DEVICES INC | ARGON MEDICAL | ARGON MEDICAL DEVICES INC | BMT0804ATL | BMT0804ATL | BMT0804ATL | ARGON | BMT0804ATL | BMT0804ATL | ARGON_BMT0804ATL |  |  |  | T-Lok Bone Marrow Tray |  | 329 | PRODIGO1073312 |  | BMT0804ATL | BMT0804ATL | ARGON MEDICAL DEVICES, INC. | T-LokGäó Bone Marrow Tray | T-LokGäó Bone Marrow Tray | 42295471 Bone marrow aspiration systems | A4550 | SURGICAL TRAYS | T-lok Bone Marrow Tray Standard 8 Gax4 In With Biopsy Needle Sterile Latex-free | BONE MARROW TRAY, STANDARD, 8 GAX4 IN, WITH BIOPSY NEEDLE, STERILE, T-LOK, LATEX-FREE | BONE MARROW TRAY, STANDARD, 8 GAX4 IN, WITH BIOPSY NEEDLE, STERILE, T-LOK, LATEX-FREE | BONE MARROW TRAY, STD, 8 GAX4 IN, W/ BX NDL, STRL, T-LOK, LF | BONE MARROW TRAY, STD, 8 GAX4 IN, W/ BX NDL, STRL, T-LOK, LF | 54 | BONE MARROW TRAY |  |  | STANDARD |  | 8 GAX4 IN |  |  |  |  | WITH BIOPSY NEEDLE |  |  |  | STERILE | T-LOK | LATEX-FREE |  |  | https://www.argonmedical.com/wp-content/uploads/2022/09/tlok-brochure.pdf, https://accessgudid.nlm.nih.gov/devices/00886333007813 | [28 empty] | QC Completed | Production Completed
PDG | 016-249 |  | AIH | SOURCED | AIH | OK | CND | OK | Data Enrichment ¦ UNSPSC Classification | [12 empty] | 673 | 673 | ARGON MEDICAL DEVICES INC | ARGON MEDICAL | ARGON MEDICAL DEVICES INC | BMT0804CATL | BMT0804CATL | BMT0804CATL | ARGON | BMT0804CATL | BMT0804CATL | ARGON_BMT0804CATL |  |  |  | T-Lok Bone Marrow Tray |  | 329 | PRODIGO1073313 |  | BMT0804CATL | BMT0804CATL | ARGON MEDICAL DEVICES, INC. | T-LokGäó Bone Marrow Tray | T-LokGäó Bone Marrow Tray | 42295471 Bone marrow aspiration systems | A4550 | SURGICAL TRAYS | T-lok Bone Marrow Tray Standard 8 Gax4 In With Biopsy Needle Sterile Latex | BONE MARROW TRAY, STANDARD, 8 GAX4 IN, WITH BIOPSY NEEDLE, STERILE, T-LOK, LATEX | BONE MARROW TRAY, STANDARD, 8 GAX4 IN, WITH BIOPSY NEEDLE, STERILE, T-LOK, LATEX | BONE MARROW TRAY, STD, 8 GAX4 IN, W/ BX NDL, STRL, T-LOK, LTX | BONE MARROW TRAY, STD, 8 GAX4 IN, W/ BX NDL, STRL, T-LOK, LTX | 55 | BONE MARROW TRAY |  |  | STANDARD |  | 8 GAX4 IN |  |  |  |  | WITH BIOPSY NEEDLE |  |  |  | STERILE | T-LOK | LATEX |  |  | https://www.argonmedical.com/wp-content/uploads/2022/09/tlok-brochure.pdf, https://accessgudid.nlm.nih.gov/devices/00886333007820 | [28 empty] | QC Completed | Production Completed
PDG | 016-249 |  | AIH | SOURCED | AIH | OK | CND | OK | Data Enrichment ¦ UNSPSC Classification | [12 empty] | 674 | 674 | ARGON MEDICAL DEVICES INC | ARGON MEDICAL | ARGON MEDICAL DEVICES INC | BMT1000 | BMT1000 | BMT1000 | ARGON | BMT1000 | BMT1000 | ARGON_BMT1000 |  |  |  | Bone Marrow Tray |  | 329 | PRODIGO1073314 |  | BMT1000 | BMT1000 | ARGON MEDICAL DEVICES, INC. | Bone Marrow Tray | Bone Marrow Tray | 42295471 Bone marrow aspiration systems | A4550 | SURGICAL TRAYS | T-lok Bone Marrow Tray Standard Sterile Latex-free | BONE MARROW TRAY, STANDARD, STERILE, T-LOK, LATEX-FREE | BONE MARROW TRAY, STANDARD, STERILE, T-LOK, LATEX-FREE | BONE MARROW TRAY, STD, STRL, T-LOK, LF | BONE MARROW TRAY, STD, STRL, T-LOK, LF | 34 | BONE MARROW TRAY |  |  | STANDARD | [10 empty] | STERILE | T-LOK | LATEX-FREE |  |  | https://www.argonmedical.com/wp-content/uploads/2022/09/tlok-brochure.pdf, https://accessgudid.nlm.nih.gov/devices/00886333007851 | [28 empty] | QC Completed | Production Completed
PDG | 016-249 |  | AIH | SOURCED | AIH | OK | CND | OK | Data Enrichment ¦ UNSPSC Classification | [12 empty] | 675 | 675 | ARGON MEDICAL DEVICES INC | ARGON MEDICAL | ARGON MEDICAL DEVICES INC | BMT1104BDF | BMT1104BDF | BMT1104BDF | ARGON | BMT1104BDF | BMT1104BDF | ARGON_BMT1104BDF |  |  |  | T-Lok Bone Marrow Tray - Drug Free |  | 329 | PRODIGO1073316 |  | BMT1104BDF | BMT1104BDF | ARGON MEDICAL DEVICES, INC. | T-LokGäó Bone Marrow Tray - Drug Free | T-LokGäó Bone Marrow Tray | 42295471 Bone marrow aspiration systems | A4550 | SURGICAL TRAYS | T-lok Bone Marrow Tray Standard 11 Gax4 In 15 Gax2.688 In Drug Free With Biopsy Aspiration Needle Sterile Latex-free | BONE MARROW TRAY, STANDARD, 11 GAX4 IN, 15 GAX2.688 IN, DRUG FREE, WITH BIOPSY ASPIRATION NEEDLE, STERILE, T-LOK, LATEX-FREE | BONE MARROW TRAY, STANDARD, 11 GAX4 IN, 15 GAX2.688 IN, DRUG FREE, WITH BIOPSY ASPIRATION NEEDLE, STERILE, T-LOK, LATEX-FREE | BONE MARROW TRAY, STD, 11 GAX4 IN, 15 GAX2.688 IN, DRUG FREE, W/ BX ASPIR NDL, STRL, T-LOK, LF | BONE MARROW TRAY, STD, 11 GAX4 IN, 15 GAX2.688 IN, DRUG, T-LOK | 57 | BONE MARROW TRAY |  |  | STANDARD |  | 11 GAX4 IN | 15 GAX2.688 IN |  |  |  | DRUG FREE, WITH BIOPSY ASPIRATION NEEDLE |  |  |  | STERILE | T-LOK | LATEX-FREE |  |  | https://www.scribd.com/document/413558186/ARGON-Compressed, https://accessgudid.nlm.nih.gov/devices/00886333223213 | [28 empty] | QC Completed | Production Completed
PDG | 016-249 |  | AIH | SOURCED | AIH | OK | CND | OK | Data Enrichment ¦ UNSPSC Classification | [12 empty] | 676 | 676 | ARGON MEDICAL DEVICES INC | ARGON MEDICAL | ARGON MEDICAL DEVICES INC | BMT1104BTL | BMT1104BTL | BMT1104BTL | ARGON | BMT1104BTL | BMT1104BTL | ARGON_BMT1104BTL |  |  |  | T-Lok Bone Marrow Biopsy Tray 11GA X 4 T-Lok Needle & 15GA X 2.688 Aspiration Needle |  | 329 | PRODIGO1073317 |  | BMT1104BTL | BMT1104BTL | ARGON MEDICAL DEVICES, INC. | T-LokGäó Bone Marrow Tray | T-LokGäó Bone Marrow Tray | 42295471 Bone marrow aspiration systems | A4550 | SURGICAL TRAYS | T-lok Bone Marrow Tray Standard 11 Gax4 In 15 Gax2.688 In With Biopsy Aspiration Needle Sterile Latex-free | BONE MARROW TRAY, STANDARD, 11 GAX4 IN, 15 GAX2.688 IN, WITH BIOPSY ASPIRATION NEEDLE, STERILE, T-LOK, LATEX-FREE | BONE MARROW TRAY, STANDARD, 11 GAX4 IN, 15 GAX2.688 IN, WITH BIOPSY ASPIRATION NEEDLE, STERILE, T-LOK, LATEX-FREE | BONE MARROW TRAY, STD, 11 GAX4 IN, 15 GAX2.688 IN, W/ BX ASPIR NDL, STRL, T-LOK, LF | BONE MARROW TRAY, STD, 11 GAX4 IN, 15 GAX2.688 IN, T-LOK, LF | 55 | BONE MARROW TRAY |  |  | STANDARD |  | 11 GAX4 IN | 15 GAX2.688 IN |  |  |  | WITH BIOPSY ASPIRATION NEEDLE |  |  |  | STERILE | T-LOK | LATEX-FREE |  |  | https://www.argonmedical.com/wp-content/uploads/2022/09/tlok-brochure.pdf, https://accessgudid.nlm.nih.gov/devices/00886333007790 | [28 empty] | QC Completed | Production Completed
PDG | 016-249 |  | AIH | SOURCED | AIH | OK | CND | OK | Data Enrichment ¦ UNSPSC Classification | [12 empty] | 677 | 677 | ARGON MEDICAL DEVICES INC | ARGON MEDICAL | ARGON MEDICAL DEVICES INC | BMT1104SATL | BMT1104SATL | BMT1104SATL | ARGON | BMT1104SATL | BMT1104SATL | ARGON_BMT1104SATL |  |  |  | T-Lok Bone Marrow Biopsy Tray With Safety Needles And 11GA X 410CM T-Lok Needle |  | 329 | PRODIGO1073318 |  | BMT1104SATL | BMT1104SATL | ARGON MEDICAL DEVICES, INC. | "Bone Marrow Biopsy Tray with Safety Needles and 11ga x 4""(10cm) T-LokGäó Needle" | Bone Marrow Biopsy Tray | 42295471 Bone marrow aspiration systems | A4550 | SURGICAL TRAYS | T-lok Bone Marrow Tray 11 Gax4 In Safety With Biopsy Needle Sterile Latex | BONE MARROW TRAY, SAFETY, 11 GAX4 IN, WITH BIOPSY NEEDLE, STERILE, T-LOK, LATEX | BONE MARROW TRAY, SAFETY, 11 GAX4 IN, WITH BIOPSY NEEDLE, STERILE, T-LOK, LATEX | BONE MARROW TRAY, SAFETY, 11 GAX4 IN, W/ BX NDL, STRL, T-LOK, LTX | BONE MARROW TRAY, SAFETY, 11 GAX4 IN, W/ BX NDL, STRL, T-LOK, LTX | 59 | BONE MARROW TRAY |  | SAFETY |  |  | 11 GAX4 IN |  |  |  |  | WITH BIOPSY NEEDLE |  |  |  | STERILE | T-LOK | LATEX |  |  | https://www.scribd.com/document/413558186/ARGON-Compressed, https://accessgudid.nlm.nih.gov/devices/00886333221363 | [28 empty] | QC Completed | Production Completed
PDG | 016-249 |  | AIH | SOURCED | AIH | OK | CND | OK | Data Enrichment ¦ UNSPSC Classification | [12 empty] | 678 | 678 | ARGON MEDICAL DEVICES INC | ARGON MEDICAL | ARGON MEDICAL DEVICES INC | BMT1104SBTL | BMT1104SBTL | BMT1104SBTL | ARGON | BMT1104SBTL | BMT1104SBTL | ARGON_BMT1104SBTL |  |  |  | T-Lok Bone Marrow Biopsy Tray With Safety Needles And 11GA X 410CM T-Lok Needle And 15GA Aspiration Needle |  | 329 | PRODIGO1073319 |  | BMT1104SBTL | BMT1104SBTL | ARGON MEDICAL DEVICES, INC. | "Bone Marrow Biopsy Tray with Safety Needles and 11ga x 4""(10cm) T-LokGäó Needle and 15ga Aspiration Needle" | Bone Marrow Biopsy Tray | 42295471 Bone marrow aspiration systems | A4550 | SURGICAL TRAYS | T-lok Bone Marrow Tray 11 Gax4 In 15 Gax2.688 In Safety With Biopsy Aspiration Needle Sterile Latex | BONE MARROW TRAY, SAFETY, 11 GAX4 IN, 15 GAX2.688 IN, WITH BIOPSY ASPIRATION NEEDLE, STERILE, T-LOK, LATEX | BONE MARROW TRAY, SAFETY, 11 GAX4 IN, 15 GAX2.688 IN, WITH BIOPSY ASPIRATION NEEDLE, STERILE, T-LOK, LATEX | BONE MARROW TRAY, SAFETY, 11 GAX4 IN, 15 GAX2.688 IN, W/ BX ASPIR NDL, STRL, T-LOK, LTX | BONE MARROW TRAY, SAFETY, 11 GAX4 IN, 15 GAX2.688 IN, NDL, T-LOK | 59 | BONE MARROW TRAY |  | SAFETY |  |  | 11 GAX4 IN | 15 GAX2.688 IN |  |  |  | WITH BIOPSY ASPIRATION NEEDLE |  |  |  | STERILE | T-LOK | LATEX |  |  | https://www.scribd.com/document/413558186/ARGON-Compressed, https://accessgudid.nlm.nih.gov/devices/00886333221370 | [28 empty] | QC Completed | Production Completed
PDG | 016-249 |  | AIH | SOURCED | AIH | OK | CND | OK | Data Enrichment ¦ UNSPSC Classification | [12 empty] | 679 | 679 | ARGON MEDICAL DEVICES INC | ARGON MEDICAL | ARGON MEDICAL DEVICES INC | BMT1104STL | BMT1104STL | BMT1104STL | ARGON | BMT1104STL | BMT1104STL | ARGON_BMT1104STL |  |  |  | T-Lok Bone Marrow Biopsy Tray 11GA X 4 Safety Needle |  | 329 | PRODIGO1073320 |  | BMT1104STL | BMT1104STL | ARGON MEDICAL DEVICES, INC. | T-LokGäó Bone Marrow Tray w/ Safety Needle | T-LokGäó Bone Marrow Tray | 42295471 Bone marrow aspiration systems | A4550 | SURGICAL TRAYS | T-lok Bone Marrow Tray 11 Gax4 In Safety With Biopsy Needle Sterile Latex-free | BONE MARROW TRAY, SAFETY, 11 GAX4 IN, WITH BIOPSY NEEDLE, STERILE, T-LOK, LATEX-FREE | BONE MARROW TRAY, SAFETY, 11 GAX4 IN, WITH BIOPSY NEEDLE, STERILE, T-LOK, LATEX-FREE | BONE MARROW TRAY, SAFETY, 11 GAX4 IN, W/ BX NDL, STRL, T-LOK, LF | BONE MARROW TRAY, SAFETY, 11 GAX4 IN, W/ BX NDL, STRL, T-LOK, LF | 58 | BONE MARROW TRAY |  | SAFETY |  |  | 11 GAX4 IN |  |  |  |  | WITH BIOPSY NEEDLE |  |  |  | STERILE | T-LOK | LATEX-FREE |  |  | https://www.argonmedical.com/wp-content/uploads/2022/09/tlok-brochure.pdf, https://accessgudid.nlm.nih.gov/devices/00886333007868 | [28 empty] | QC Completed | Production Completed
PDG | 016-249 |  | AIH | SOURCED | AIH | OK | CND | OK | Data Enrichment ¦ UNSPSC Classification | [12 empty] | 680 | 680 | ARGON MEDICAL DEVICES INC | ARGON MEDICAL | ARGON MEDICAL DEVICES INC | BMT1501 | BMT1501 | BMT1501 | ARGON | BMT1501 | BMT1501 | ARGON_BMT1501 |  |  |  | Bone Marrow Tray |  | 329 | PRODIGO1073321 |  | BMT1501 | BMT1501 | ARGON MEDICAL DEVICES, INC. | Bone Marrow Tray | Bone Marrow Tray | 42295471 Bone marrow aspiration systems | A4550 | SURGICAL TRAYS | T-lok Bone Marrow Tray Standard 15 Gax2.688 In With Aspiration Needle Sterile Latex-free | BONE MARROW TRAY, STANDARD, 15 GAX2.688 IN, WITH ASPIRATION NEEDLE, STERILE, T-LOK, LATEX-FREE | BONE MARROW TRAY, STANDARD, 15 GAX2.688 IN, WITH ASPIRATION NEEDLE, STERILE, T-LOK, LATEX-FREE | BONE MARROW TRAY, STD, 15 GAX2.688 IN, W/ ASPIR NDL, STRL, T-LOK, LF | BONE MARROW TRAY, STD, 15 GAX2.688 IN, W/ ASPIR NDL, STRL, T-LOK | 59 | BONE MARROW TRAY |  |  | STANDARD |  | 15 GAX2.688 IN |  |  |  |  | WITH ASPIRATION NEEDLE |  |  |  | STERILE | T-LOK | LATEX-FREE |  |  | https://www.argonmedical.com/wp-content/uploads/2022/09/tlok-brochure.pdf, https://accessgudid.nlm.nih.gov/devices/00886333007752 | [28 empty] | QC Completed | Production Completed
PDG | 016-249 |  | AIH | SOURCED | AIH | OK | CND | OK | Data Enrichment ¦ UNSPSC Classification | [12 empty] | 681 | 681 | ARGON MEDICAL DEVICES INC | ARGON MEDICAL | ARGON MEDICAL DEVICES INC | BMT1601 | BMT1601 | BMT1601 | ARGON | BMT1601 | BMT1601 | ARGON_BMT1601 |  |  |  | Bone Marrow Tray |  | 329 | PRODIGO1073322 |  | BMT1601 | BMT1601 | ARGON MEDICAL DEVICES, INC. | Bone Marrow Tray | Bone Marrow Tray | 42295471 Bone marrow aspiration systems | A4550 | SURGICAL TRAYS | T-lok Bone Marrow Tray Standard 16 Gax2.688 In With Aspiration Needle Sterile Latex-free | BONE MARROW TRAY, STANDARD, 16 GAX2.688 IN, WITH ASPIRATION NEEDLE, STERILE, T-LOK, LATEX-FREE | BONE MARROW TRAY, STANDARD, 16 GAX2.688 IN, WITH ASPIRATION NEEDLE, STERILE, T-LOK, LATEX-FREE | BONE MARROW TRAY, STD, 16 GAX2.688 IN, W/ ASPIR NDL, STRL, T-LOK, LF | BONE MARROW TRAY, STD, 16 GAX2.688 IN, W/ ASPIR NDL, STRL, T-LOK | 59 | BONE MARROW TRAY |  |  | STANDARD |  | 16 GAX2.688 IN |  |  |  |  | WITH ASPIRATION NEEDLE |  |  |  | STERILE | T-LOK | LATEX-FREE |  |  | https://www.argonmedical.com/wp-content/uploads/2022/09/tlok-brochure.pdf, https://accessgudid.nlm.nih.gov/devices/00886333007745 | [28 empty] | QC Completed | Production Completed
PDG | 016-249 |  | AIH | THIRD PARTY | AIH | OK | CND | OK | Data Enrichment ¦ UNSPSC Classification | [12 empty] | 682 | 682 | ARGON MEDICAL DEVICES INC | ARGON MEDICAL | ARGON MEDICAL DEVICES INC | CFN2215 | CFN2215 | CFN-2215 | ARGON | CFN-2215 | CFN2215 | ARGON_CFN2215 |  |  |  | Chiba Biopsy Needle 22GA X 15CM |  | 329 | PRODIGO1073323 |  | CFN-2215 | CFN-2215 | ARGON MEDICAL DEVICES, INC. | China Biopsy Needle 22g x 15cm | China Biopsy Needle | 42142504 Biopsy needles | A4215 | NEEDLE, STERILE, ANY SIZE, EACH | Needle 22 Gax15 Cm Chiba Sterile Latex | NEEDLE, BIOPSY, CHIBA, 22 GAX15 CM, STERILE, LATEX | NEEDLE, BIOPSY, CHIBA, 22 GAX15 CM, STERILE, LATEX | NEEDLE, BX, CHIBA, 22 GAX15 CM, STRL, LTX | NEEDLE, BX, CHIBA, 22 GAX15 CM, STRL, LTX | 36 | NEEDLE | BIOPSY | CHIBA |  |  | 22 GAX15 CM | [8 empty] | STERILE |  | LATEX |  |  | https://accessgudid.nlm.nih.gov/devices/00886333220236 | [28 empty] | QC Completed | Production Completed
PDG | 016-249 |  | AIH | THIRD PARTY | AIH | OK | CND | OK | Data Enrichment ¦ UNSPSC Classification | [12 empty] | 683 | 683 | ARGON MEDICAL DEVICES INC | ARGON MEDICAL | ARGON MEDICAL DEVICES INC | CFN2220 | CFN2220 | CFN-2220 | ARGON | CFN-2220 | CFN2220 | ARGON_CFN2220 |  |  |  | Chiba Biopsy Needle 22GA X 20CM |  | 329 | PRODIGO1073324 |  | CFN-2220 | CFN-2220 | ARGON MEDICAL DEVICES, INC. | Chiba Biopsy Needle 22g x 20cm | Chiba Biopsy Needle | 42142504 Biopsy needles | A4215 | NEEDLE, STERILE, ANY SIZE, EACH | Needle 22 Gax20 Cm Chiba Sterile Latex | NEEDLE, BIOPSY, CHIBA, 22 GAX20 CM, STERILE, LATEX | NEEDLE, BIOPSY, CHIBA, 22 GAX20 CM, STERILE, LATEX | NEEDLE, BX, CHIBA, 22 GAX20 CM, STRL, LTX | NEEDLE, BX, CHIBA, 22 GAX20 CM, STRL, LTX | 36 | NEEDLE | BIOPSY | CHIBA |  |  | 22 GAX20 CM | [8 empty] | STERILE |  | LATEX |  |  | https://accessgudid.nlm.nih.gov/devices/00886333220243 | [28 empty] | QC Completed | Production Completed
PDG | 016-249 |  | AIH | THIRD PARTY | AIH | OK | CND | OK | Data Enrichment ¦ UNSPSC Classification | [12 empty] | 684 | 684 | ARGON MEDICAL DEVICES INC | ARGON MEDICAL | ARGON MEDICAL DEVICES INC | DBAG600H | DBAG600H | DBAG600H | ARGON | DBAG600H | DBAG600H | ARGON_DBAG600H |  |  |  | Drainage Bag 600ML |  | 329 | PRODIGO1073326 |  | DBAG600H | DBAG600H | ARGON MEDICAL DEVICES, INC. | Drainage Bag 600ml | Drainage Bag | 42142704 Urinary drainage bags or meters |  |  | Bag 600 Ml Sterile Latex | BAG, DRAINAGE, 600 CC, STERILE, LATEX | BAG, DRAINAGE, 600 CC, STERILE, LATEX | BAG, DRAINAGE, 600 CC, STRL, LTX | BAG, DRAINAGE, 600 CC, STRL, LTX | 28 | BAG | DRAINAGE | [5 empty] | 600 CC | [6 empty] | STERILE |  | LATEX |  |  | https://accessgudid.nlm.nih.gov/devices/00886333001439 | [28 empty] | QC Completed | Production Completed
PDG | 016-249 |  | AIH | SOURCED | AIH | OK | CND | OK | Data Enrichment ¦ UNSPSC Classification | [12 empty] | 685 | 685 | ARGON MEDICAL DEVICES INC | ARGON MEDICAL | ARGON MEDICAL DEVICES INC | DBMNI1504 | DBMNI1504 | DBMNI1504 | ARGON | DBMNI1504 | DBMNI1504 | ARGON_DBMNI1504 |  |  |  | Bone Marrow Aspiration Needle 15GA X 4 Max |  | 329 | PRODIGO1073328 |  | DBMNI1504 | DBMNI1504 | ARGON MEDICAL DEVICES, INC. | Bone Marrow Aspiration Needle 15ga x 4in MAX | Bone Marrow Aspiration Needle | 42142504 Biopsy needles | A4215 | NEEDLE, STERILE, ANY SIZE, EACH | Needle 15 Gax4 In Bone Marrow Aspiration Luer Lock Connector Max Sterile Latex | NEEDLE, BIOPSY, ASPIRATION, 15 GAX4 IN, BONE MARROW, LUER LOCK CONNECTOR, MAX, STERILE, LATEX | NEEDLE, BIOPSY, ASPIRATION, 15 GAX4 IN, BONE MARROW, LUER LOCK CONNECTOR, MAX, STERILE, LATEX | NEEDLE, BX, ASPIR, 15 GAX4 IN, BNE MAR, LUER LCK CONN, MAX, STRL, LTX | NEEDLE, BX, ASPIR, 15 GAX4 IN, BNE MAR, LUER LCK CONN, MAX, STRL | 57 | NEEDLE | BIOPSY | ASPIRATION |  |  | 15 GAX4 IN |  |  |  | BONE MARROW | LUER LOCK CONNECTOR, MAX |  |  |  | STERILE |  | LATEX |  |  | https://res.onemed.com/SE/Produktblad/1115842.pdf, https://accessgudid.nlm.nih.gov/devices/00886333001453 | [28 empty] | QC Completed | Production Completed
PDG | 016-249 |  | AIH | SOURCED | AIH | OK | CND | OK | Data Enrichment ¦ UNSPSC Classification | [12 empty] | 686 | 686 | ARGON MEDICAL DEVICES INC | ARGON MEDICAL | ARGON MEDICAL DEVICES INC | DBMNI1601 | DBMNI1601 | DBMNI1601 | ARGON | DBMNI1601 | DBMNI1601 | ARGON_DBMNI1601 |  |  |  | Bone Marrow Aspiration Needle 16GA X 2.688 Max |  | 329 | PRODIGO1073329 |  | DBMNI1601 | DBMNI1601 | ARGON MEDICAL DEVICES, INC. | Bone Marrow Aspiration Needle 16ga x 2.688in Max | Bone Marrow Aspiration Needle | 42142504 Biopsy needles | A4215 | NEEDLE, STERILE, ANY SIZE, EACH | Needle 16 Gax2.688 In Bone Marrow Luer Lock Connector Max Sterile Latex | NEEDLE, BIOPSY, ASPIRATION, 16 GAX2.688 IN, BONE MARROW, LUER LOCK CONNECTOR, MAX, STERILE, LATEX | NEEDLE, BIOPSY, ASPIRATION, 16 GAX2.688 IN, BONE MARROW, LUER LOCK CONNECTOR, MAX, STERILE, LATEX | NEEDLE, BX, ASPIR, 16 GAX2.688 IN, BNE MAR, LUER LCK CONN, MAX, STRL, LTX | NEEDLE, BX, ASPIR, 16 GAX2.688 IN, BNE MAR, LUER LCK CONN, MAX, LTX | 60 | NEEDLE | BIOPSY | ASPIRATION |  |  | 16 GAX2.688 IN |  |  |  | BONE MARROW | LUER LOCK CONNECTOR, MAX |  |  |  | STERILE |  | LATEX |  |  | https://res.onemed.com/SE/Produktblad/1115842.pdf, https://accessgudid.nlm.nih.gov/devices/00886333001446 | [28 empty] | QC Completed | Production Completed
PDG | 016-249 |  | AIH | SOURCED | AIH | OK | CND | OK | Data Enrichment ¦ UNSPSC Classification | [12 empty] | 687 | 687 | ARGON MEDICAL DEVICES INC | ARGON MEDICAL | ARGON MEDICAL DEVICES INC | DBMNJ0804TL | DBMNJ0804TL | DBMNJ0804TL | ARGON | DBMNJ0804TL | DBMNJ0804TL | ARGON_DBMNJ0804TL |  |  |  | T-Lok Bone Marrow Biopsy Needle 8GA X 4 |  | 329 | PRODIGO1073330 |  | DBMNJ0804TL | DBMNJ0804TL | ARGON MEDICAL DEVICES, INC. | T-LokGäó Bone Marrow Biopsy Needle 8ga x 4in | T-LokGäó Bone Marrow Biopsy Needle | 42142504 Biopsy needles | A4215 | NEEDLE, STERILE, ANY SIZE, EACH | T-lok Needle 8 Gax4 In Bone Marrow Double Diamond Stylet With Extraction Cannula Sterile Latex | NEEDLE, BIOPSY, 8 GAX4 IN, BONE MARROW, DOUBLE DIAMOND STYLET, WITH EXTRACTION CANNULA, STERILE, T-LOK, LATEX | NEEDLE, BIOPSY, 8 GAX4 IN, BONE MARROW, DOUBLE DIAMOND STYLET, WITH EXTRACTION CANNULA, STERILE, T-LOK, LATEX | NEEDLE, BX, 8 GAX4 IN, BNE MAR, DBL DIAMOND STYL, W/ EXTRACTION CANN, STRL, T-LOK, LTX | NEEDLE, BX, 8 GAX4 IN, BNE MAR, DBL DIAMOND, EXTRACTION, T-LOK | 56 | NEEDLE | BIOPSY |  |  |  | 8 GAX4 IN |  |  |  | BONE MARROW | DOUBLE DIAMOND STYLET, WITH EXTRACTION CANNULA |  |  |  | STERILE | T-LOK | LATEX |  |  | https://res.onemed.com/SE/Produktblad/1115842.pdf, https://accessgudid.nlm.nih.gov/devices/00886333001514 | [28 empty] | QC Completed | Production Completed
PDG | 016-249 |  | AIH | SOURCED | AIH | OK | CND | OK | Data Enrichment ¦ UNSPSC Classification | [12 empty] | 688 | 688 | ARGON MEDICAL DEVICES INC | ARGON MEDICAL | ARGON MEDICAL DEVICES INC | DBMNJ0806TL | DBMNJ0806TL | DBMNJ0806TL | ARGON | DBMNJ0806TL | DBMNJ0806TL | ARGON_DBMNJ0806TL |  |  |  | T-Lok Bone Marrow Biopsy Needle 8GA X 6 |  | 329 | PRODIGO1073331 |  | DBMNJ0806TL | DBMNJ0806TL | ARGON MEDICAL DEVICES, INC. | T-LokGäó Bone Marrow Biopsy Needle 8ga x 6in | T-LokGäó Bone Marrow Biopsy Needle | 42142504 Biopsy needles | A4215 | NEEDLE, STERILE, ANY SIZE, EACH | T-lok Needle 8 Gax6 In Bone Marrow Double Diamond Stylet With Extraction Cannula Sterile Latex | NEEDLE, BIOPSY, 8 GAX6 IN, BONE MARROW, DOUBLE DIAMOND STYLET, WITH EXTRACTION CANNULA, STERILE, T-LOK, LATEX | NEEDLE, BIOPSY, 8 GAX6 IN, BONE MARROW, DOUBLE DIAMOND STYLET, WITH EXTRACTION CANNULA, STERILE, T-LOK, LATEX | NEEDLE, BX, 8 GAX6 IN, BNE MAR, DBL DIAMOND STYL, W/ EXTRACTION CANN, STRL, T-LOK, LTX | NEEDLE, BX, 8 GAX6 IN, BNE MAR, DBL DIAMOND, EXTRACTION, T-LOK | 56 | NEEDLE | BIOPSY |  |  |  | 8 GAX6 IN |  |  |  | BONE MARROW | DOUBLE DIAMOND STYLET, WITH EXTRACTION CANNULA |  |  |  | STERILE | T-LOK | LATEX |  |  | https://res.onemed.com/SE/Produktblad/1115842.pdf, https://accessgudid.nlm.nih.gov/devices/00886333001569 | [28 empty] | QC Completed | Production Completed
PDG | 016-249 |  | AIH | THIRD PARTY | AIH | OK | CND | OK | Data Enrichment ¦ UNSPSC Classification | [12 empty] | 689 | 689 | ARGON MEDICAL DEVICES INC | ARGON MEDICAL | ARGON MEDICAL DEVICES INC | DBMNJ1104 | DBMNJ1104 | DBMNJ1104 | ARGON | DBMNJ1104 | DBMNJ1104 | ARGON_DBMNJ1104 |  |  |  | Bone Marrow Biopsy Needle 11GA X 4 |  | 329 | PRODIGO1073332 |  | DBMNJ1104 | DBMNJ1104 | ARGON MEDICAL DEVICES, INC. | Bone Marrow Biopsy Needle 11ga x 4in | Bone Marrow Biopsy Needle | 42142504 Biopsy needles | A4215 | NEEDLE, STERILE, ANY SIZE, EACH | Needle 11 Gax4 In Bone Marrow Sterile Latex | NEEDLE, BIOPSY, 11 GAX4 IN, BONE MARROW, STERILE, LATEX | NEEDLE, BIOPSY, 11 GAX4 IN, BONE MARROW, STERILE, LATEX | NEEDLE, BX, 11 GAX4 IN, BNE MAR, STRL, LTX | NEEDLE, BX, 11 GAX4 IN, BNE MAR, STRL, LTX | 37 | NEEDLE | BIOPSY |  |  |  | 11 GAX4 IN |  |  |  | BONE MARROW |  |  |  |  | STERILE |  | LATEX |  |  | https://accessgudid.nlm.nih.gov/devices/00886333001484 | [28 empty] | QC Completed | Production Completed
PDG | 016-249 |  | AIH | SOURCED | AIH | OK | CND | OK | Data Enrichment ¦ UNSPSC Classification | [12 empty] | 690 | 690 | ARGON MEDICAL DEVICES INC | ARGON MEDICAL | ARGON MEDICAL DEVICES INC | DBMNJ1106TL | DBMNJ1106TL | DBMNJ1106TL | ARGON | DBMNJ1106TL | DBMNJ1106TL | ARGON_DBMNJ1106TL |  |  |  | T-Lok Bone Marrow Biopsy Needle 11GA X 6 |  | 329 | PRODIGO1073333 |  | DBMNJ1106TL | DBMNJ1106TL | ARGON MEDICAL DEVICES, INC. | T-LokGäó Bone Marrow Biopsy Needle 11ga x 6in | T-LokGäó Bone Marrow Biopsy Needle | 42142504 Biopsy needles | A4215 | NEEDLE, STERILE, ANY SIZE, EACH | T-lok Needle 11 Gax6 In Bone Marrow Double Diamond Stylet With Extraction Cannula Sterile Latex | NEEDLE, BIOPSY, 11 GAX6 IN, BONE MARROW, DOUBLE DIAMOND STYLET, WITH EXTRACTION CANNULA, STERILE, T-LOK, LATEX | NEEDLE, BIOPSY, 11 GAX6 IN, BONE MARROW, DOUBLE DIAMOND STYLET, WITH EXTRACTION CANNULA, STERILE, T-LOK, LATEX | NEEDLE, BX, 11 GAX6 IN, BNE MAR, DBL DIAMOND STYL, W/ EXTRACTION CANN, STRL, T-LOK, LTX | NEEDLE, BX, 11 GAX6 IN, BNE MAR, DBL DIAMOND STYL, CANN, T-LOK | 56 | NEEDLE | BIOPSY |  |  |  | 11 GAX6 IN |  |  |  | BONE MARROW | DOUBLE DIAMOND STYLET, WITH EXTRACTION CANNULA |  |  |  | STERILE | T-LOK | LATEX |  |  | https://res.onemed.com/SE/Produktblad/1115842.pdf, https://accessgudid.nlm.nih.gov/devices/00886333001538 | [28 empty] | QC Completed | Production Completed
PDG | 016-249 |  | AIH | SOURCED | AIH | OK | CND | OK | Data Enrichment ¦ UNSPSC Classification | [12 empty] | 691 | 691 | ARGON MEDICAL DEVICES INC | ARGON MEDICAL | ARGON MEDICAL DEVICES INC | DBMNJ13025 | DBMNJ13025 | DBMNJ13025 | ARGON | DBMNJ13025 | DBMNJ13025 | ARGON_DBMNJ13025 |  |  |  | Bone Marrow Biopsy Needle 13GA X 2.5 |  | 329 | PRODIGO1073334 |  | DBMNJ13025 | DBMNJ13025 | ARGON MEDICAL DEVICES, INC. | Bone Marrow Biopsy Needle 13ga x 2-1/2in | Bone Marrow Biopsy Needle | 42142504 Biopsy needles | A4215 | NEEDLE, STERILE, ANY SIZE, EACH | T-lok Needle 13 Gax2.5 In Bone Marrow Double Diamond Stylet Without Extraction Cannula Sterile Latex | NEEDLE, BIOPSY, 13 GAX2.5 IN, BONE MARROW, DOUBLE DIAMOND STYLET, WITHOUT EXTRACTION CANNULA, STERILE, T-LOK, LATEX | NEEDLE, BIOPSY, 13 GAX2.5 IN, BONE MARROW, DOUBLE DIAMOND STYLET, WITHOUT EXTRACTION CANNULA, STERILE, T-LOK, LATEX | NEEDLE, BX, 13 GAX2.5 IN, BNE MAR, DBL DIAMOND STYL, W/O EXTRACTION CANN, STRL, T-LOK, LTX | NEEDLE, BX, 13 GAX2.5 IN, BNE MAR, DBL DIAMOND STYL, T-LOK | 53 | NEEDLE | BIOPSY |  |  |  | 13 GAX2.5 IN |  |  |  | BONE MARROW | DOUBLE DIAMOND STYLET, WITHOUT EXTRACTION CANNULA |  |  |  | STERILE | T-LOK | LATEX |  |  | https://res.onemed.com/SE/Produktblad/1115842.pdf, https://accessgudid.nlm.nih.gov/devices/00886333001491 | [28 empty] | QC Completed | Production Completed
PDG | 016-249 |  | AIH | SOURCED | AIH | OK | CND | OK | Data Enrichment ¦ UNSPSC Classification | [12 empty] | 692 | 692 | ARGON MEDICAL DEVICES INC | ARGON MEDICAL | ARGON MEDICAL DEVICES INC | DBMNJ1304 | DBMNJ1304 | DBMNJ1304 | ARGON | DBMNJ1304 | DBMNJ1304 | ARGON_DBMNJ1304 |  |  |  | Bone Marrow Biopsy Needle 13GA X 4 |  | 329 | PRODIGO1073335 |  | DBMNJ1304 | DBMNJ1304 | ARGON MEDICAL DEVICES, INC. | Bone Marrow Biopsy Needle 13ga x 4in | Bone Marrow Biopsy Needle | 42142504 Biopsy needles | A4215 | NEEDLE, STERILE, ANY SIZE, EACH | T-lok Needle 13 Gax4 In Bone Marrow Double Diamond Stylet Without Extraction Cannula Sterile Latex | NEEDLE, BIOPSY, 13 GAX4 IN, BONE MARROW, DOUBLE DIAMOND STYLET, WITHOUT EXTRACTION CANNULA, STERILE, T-LOK, LATEX | NEEDLE, BIOPSY, 13 GAX4 IN, BONE MARROW, DOUBLE DIAMOND STYLET, WITHOUT EXTRACTION CANNULA, STERILE, T-LOK, LATEX | NEEDLE, BX, 13 GAX4 IN, BNE MAR, DBL DIAMOND STYL, W/O EXTRACTION CANN, STRL, T-LOK, LTX | NEEDLE, BX, 13 GAX4 IN, BNE MAR, DBL DIAMOND STYL, T-LOK | 51 | NEEDLE | BIOPSY |  |  |  | 13 GAX4 IN |  |  |  | BONE MARROW | DOUBLE DIAMOND STYLET, WITHOUT EXTRACTION CANNULA |  |  |  | STERILE | T-LOK | LATEX |  |  | https://res.onemed.com/SE/Produktblad/1115842.pdf, https://accessgudid.nlm.nih.gov/devices/00886333001507 | [28 empty] | QC Completed | Production Completed
PDG | 016-249 |  | AIH | SOURCED | AIH | OK | CND | OK | Data Enrichment ¦ UNSPSC Classification | [12 empty] | 693 | 693 | ARGON MEDICAL DEVICES INC | ARGON MEDICAL | ARGON MEDICAL DEVICES INC | DGK002SX | DGK002SX | DGK002SX | ARGON | DGK002SX | DGK002SX | ARGON_DGK002SX |  |  |  | Galactography Kit 30GA Straight Cannula |  | 329 | PRODIGO1073336 |  | DGK002SX | DGK002SX | ARGON MEDICAL DEVICES, INC. | Galactography Kit 30ga with Straight Cannula | Galactography Kit | 42201862 Medical imaging contrast agent injector accessories |  |  | Galactography Kit 30 Ga With Straight Cannula Sterile Latex | GALACTOGRAPHY KIT, 30 GA, WITH STRAIGHT CANNULA, STERILE, LATEX | GALACTOGRAPHY KIT, 30 GA, WITH STRAIGHT CANNULA, STERILE, LATEX | GALACTOGRAPHY KIT, 30 GA, W/ STR CANN, STRL, LTX | GALACTOGRAPHY KIT, 30 GA, W/ STR CANN, STRL, LTX | 44 | GALACTOGRAPHY KIT |  |  |  |  | 30 GA |  |  |  |  | WITH STRAIGHT CANNULA |  |  |  | STERILE |  | LATEX |  |  | https://res.onemed.com/SE/Produktblad/1115842.pdf, https://accessgudid.nlm.nih.gov/devices/00886333001576 | [28 empty] | QC Completed | Production Completed
PDG | 016-249 |  | AIH | THIRD PARTY | AIH | OK | CND | OK | Data Enrichment ¦ UNSPSC Classification | [12 empty] | 694 | 694 | ARGON MEDICAL DEVICES INC | ARGON MEDICAL | ARGON MEDICAL DEVICES INC | E387001 | E387001 | E387001 | ARGON | E387001 | E387001 | ARGON_E387001 |  |  |  | Guidewire Torque Handle For Use With .021 - .038 Guidewires |  | 329 | PRODIGO1073338 |  | E387001 | E387001 | ARGON MEDICAL DEVICES, INC. | "Guidewire Torque Handle for use with .021"" - .038"" Hydrophilic Guidewires" | Guidewire Torque Handle | 42291901 Surgical instrument holders or positioners |  |  | Handle 0.021-0.038 In For Hydrophilic Guidewire Sterile Latex | HANDLE, INSTRUMENT, 0.021-0.038 IN, FOR HYDROPHILIC GUIDEWIRE, STERILE, LATEX | HANDLE, INSTRUMENT, 0.021-0.038 IN, FOR HYDROPHILIC GUIDEWIRE, STERILE, LATEX | HANDLE, INSTRUMENT, 0.021-0.038 IN, FOR HYDRPHLC GUIDEWIRE, STRL, LTX | HANDLE, INSTRUMENT, 0.021-0.038 IN, FOR HYDRPHLC GUIDEWIRE | 55 | HANDLE | INSTRUMENT |  | 0.021-0.038 IN | [6 empty] | FOR HYDROPHILIC GUIDEWIRE |  |  |  | STERILE |  | LATEX |  |  | https://accessgudid.nlm.nih.gov/devices/00886333222100 | [28 empty] | QC Completed | Production Completed
PDG | 016-249 |  | AIH | THIRD PARTY | AIH | OK | CND | OK | Data Enrichment ¦ UNSPSC Classification | [12 empty] | 695 | 695 | ARGON MEDICAL DEVICES INC | ARGON MEDICAL | ARGON MEDICAL DEVICES INC | FFN1815 | FFN1815 | FFN-1815 | ARGON | FFN-1815 | FFN1815 | ARGON_FFN1815 |  |  |  | Franseen Needle 18GA X 15CM |  | 329 | PRODIGO1073339 |  | FFN-1815 | FFN-1815 | ARGON MEDICAL DEVICES, INC. | Franseen Needle 18g x 15cm | Franseen Needle | 42142504 Biopsy needles | A4215 | NEEDLE, STERILE, ANY SIZE, EACH | Needle 18 Gax15 Cm Franseen Sterile Latex | NEEDLE, BIOPSY, FRANSEEN, 18 GAX15 CM, STERILE, LATEX | NEEDLE, BIOPSY, FRANSEEN, 18 GAX15 CM, STERILE, LATEX | NEEDLE, BX, FRNSN, 18 GAX15 CM, STRL, LTX | NEEDLE, BX, FRNSN, 18 GAX15 CM, STRL, LTX | 36 | NEEDLE | BIOPSY | FRANSEEN |  |  | 18 GAX15 CM | [8 empty] | STERILE |  | LATEX |  |  | https://accessgudid.nlm.nih.gov/devices/00886333220250 | [28 empty] | QC Completed | Production Completed
PDG | 016-249 |  | AIH | THIRD PARTY | AIH | OK | CND | OK | Data Enrichment ¦ UNSPSC Classification | [12 empty] | 696 | 696 | ARGON MEDICAL DEVICES INC | ARGON MEDICAL | ARGON MEDICAL DEVICES INC | FFN2209 | FFN2209 | FFN-2209 | ARGON | FFN-2209 | FFN2209 | ARGON_FFN2209 |  |  |  | Franseen Needle 22GA X 9CM |  | 329 | PRODIGO1073340 |  | FFN-2209 | FFN-2209 | ARGON MEDICAL DEVICES, INC. | Franseen Needle 22g x 9cm | Franseen Needle | 42142504 Biopsy needles | A4215 | NEEDLE, STERILE, ANY SIZE, EACH | Needle 22 Gax9 Cm Franseen Sterile Latex | NEEDLE, BIOPSY, FRANSEEN, 22 GAX9 CM, STERILE, LATEX | NEEDLE, BIOPSY, FRANSEEN, 22 GAX9 CM, STERILE, LATEX | NEEDLE, BX, FRNSN, 22 GAX9 CM, STRL, LTX | NEEDLE, BX, FRNSN, 22 GAX9 CM, STRL, LTX | 35 | NEEDLE | BIOPSY | FRANSEEN |  |  | 22 GAX9 CM | [8 empty] | STERILE |  | LATEX |  |  | https://accessgudid.nlm.nih.gov/devices/00886333220274 | [28 empty] | QC Completed | Production Completed
PDG | 016-249 |  | AIH | THIRD PARTY | AIH | OK | CND | OK | Data Enrichment ¦ UNSPSC Classification | [12 empty] | 697 | 697 | ARGON MEDICAL DEVICES INC | ARGON MEDICAL | ARGON MEDICAL DEVICES INC | FFN2215 | FFN2215 | FFN-2215 | ARGON | FFN-2215 | FFN2215 | ARGON_FFN2215 |  |  |  | Franseen Needle 22GA X 15CM |  | 329 | PRODIGO1073341 |  | FFN-2215 | FFN-2215 | ARGON MEDICAL DEVICES, INC. | Franseen Needle 22g x 15cm | Franseen Needle | 42142504 Biopsy needles | A4215 | NEEDLE, STERILE, ANY SIZE, EACH | Needle 22 Gax15 Cm Franseen Sterile Latex | NEEDLE, BIOPSY, FRANSEEN, 22 GAX15 CM, STERILE, LATEX | NEEDLE, BIOPSY, FRANSEEN, 22 GAX15 CM, STERILE, LATEX | NEEDLE, BX, FRNSN, 22 GAX15 CM, STRL, LTX | NEEDLE, BX, FRNSN, 22 GAX15 CM, STRL, LTX | 36 | NEEDLE | BIOPSY | FRANSEEN |  |  | 22 GAX15 CM | [8 empty] | STERILE |  | LATEX |  |  | https://accessgudid.nlm.nih.gov/devices/00886333220281 | [28 empty] | QC Completed | Production Completed
PDG | 016-249 |  | AIH | THIRD PARTY | AIH | OK | CND | OK | Data Enrichment ¦ UNSPSC Classification | [12 empty] | 698 | 698 | ARGON MEDICAL DEVICES INC | ARGON MEDICAL | ARGON MEDICAL DEVICES INC | FFN2220 | FFN2220 | FFN-2220 | ARGON | FFN-2220 | FFN2220 | ARGON_FFN2220 |  |  |  | Franseen Needle 22GA X 20CM |  | 329 | PRODIGO1073342 |  | FFN-2220 | FFN-2220 | ARGON MEDICAL DEVICES, INC. | Franseen Needle 22g x 20cm | Franseen Needle | 42142504 Biopsy needles | A4215 | NEEDLE, STERILE, ANY SIZE, EACH | Needle 22 Gax20 Cm Franseen Sterile Latex | NEEDLE, BIOPSY, FRANSEEN, 22 GAX20 CM, STERILE, LATEX | NEEDLE, BIOPSY, FRANSEEN, 22 GAX20 CM, STERILE, LATEX | NEEDLE, BX, FRNSN, 22 GAX20 CM, STRL, LTX | NEEDLE, BX, FRNSN, 22 GAX20 CM, STRL, LTX | 36 | NEEDLE | BIOPSY | FRANSEEN |  |  | 22 GAX20 CM | [8 empty] | STERILE |  | LATEX |  |  | https://accessgudid.nlm.nih.gov/devices/00886333220298 | [28 empty] | QC Completed | Production Completed
PDG | 016-249 |  | AIH | SOURCED | AIH | OK | CND | OK | Data Enrichment ¦ UNSPSC Classification | [12 empty] | 699 | 699 | ARGON MEDICAL DEVICES INC | ARGON MEDICAL | ARGON MEDICAL DEVICES INC | GUTS1000 | GUTS1000 | GUTS1000 | ARGON | GUTS1000 | GUTS1000 | ARGON_GUTS1000 |  |  |  | Soft Tissue/General Biopsy Tray |  | 329 | PRODIGO1073343 |  | GUTS1000 | GUTS1000 | ARGON MEDICAL DEVICES, INC. | General Biopsy Tray | General Biopsy Tray | 42142518 Biopsy aspirator products |  |  | Biopsy Tray Standard Soft Tissue General Sterile Latex-free | BIOPSY TRAY, GENERAL, STANDARD, SOFT TISSUE, STERILE, LATEX-FREE | BIOPSY TRAY, GENERAL, STANDARD, SOFT TISSUE, STERILE, LATEX-FREE | BIOPSY TRAY, GEN, STD, SFT TISS, STRL, LF | BIOPSY TRAY, GEN, STD, SFT TISS, STRL, LF | 36 | BIOPSY TRAY |  | GENERAL | STANDARD | [5 empty] | SOFT TISSUE |  |  |  |  | STERILE |  | LATEX-FREE |  |  | https://www.scribd.com/document/413558186/ARGON-Compressed, https://accessgudid.nlm.nih.gov/devices/00886333001590 | [28 empty] | QC Completed | Production Completed
PDG | 016-249 |  | AIH | SOURCED | AIH | OK | CND | OK | Data Enrichment ¦ UNSPSC Classification | [12 empty] | 700 | 700 | ARGON MEDICAL DEVICES INC | ARGON MEDICAL | ARGON MEDICAL DEVICES INC | GWI1802WW | GWI1802WW | GWI1802WW | ARGON | GWI1802WW | GWI1802WW | ARGON_GWI1802WW |  |  |  | Guidewire Introducer Needle W/ Clear Window Wall Hub - 18GA X 7CM |  | 329 | PRODIGO1073345 |  | GWI1802WW | GWI1802WW | ARGON MEDICAL DEVICES, INC. | Guidewire Introducer Needle w/ Window Wall Hub 18ga x 7cm | Guidewire Introducer Needle | 42203427 Angiography introducer needles | A4215 | NEEDLE, STERILE, ANY SIZE, EACH | Needle 18 Gax7 Cm Guidewire With Clear Window Wall Hub Sterile Latex | NEEDLE, INTRODUCER, 18 GAX7 CM, GUIDEWIRE, WITH CLEAR WINDOW WALL HUB, STERILE, LATEX | NEEDLE, INTRODUCER, 18 GAX7 CM, GUIDEWIRE, WITH CLEAR WINDOW WALL HUB, STERILE, LATEX | NEEDLE, INTRO, 18 GAX7 CM, GUIDEWIRE, W/ CLR WINDOW WALL HUB, STRL, LTX | NEEDLE, INTRO, 18 GAX7 CM, GUIDEWIRE, W/ CLR WINDOW WALL HUB | 56 | NEEDLE | INTRODUCER |  |  |  | 18 GAX7 CM |  |  |  |  | GUIDEWIRE, WITH CLEAR WINDOW WALL HUB |  |  |  | STERILE |  | LATEX |  |  | https://res.onemed.com/SE/Produktblad/1115842.pdf, https://accessgudid.nlm.nih.gov/devices/00886333001637 | [28 empty] | QC Completed | Production Completed
PDG | 016-249 |  | AIH | SOURCED | AIH | OK | CND | OK | Data Enrichment ¦ UNSPSC Classification | [12 empty] | 701 | 701 | ARGON MEDICAL DEVICES INC | ARGON MEDICAL | ARGON MEDICAL DEVICES INC | GWI1902WW | GWI1902WW | GWI1902WW | ARGON | GWI1902WW | GWI1902WW | ARGON_GWI1902WW |  |  |  | Guidewire Introducer Needle W/ Clear Window Wall Hub - 19GA X 7CM |  | 329 | PRODIGO1073346 |  | GWI1902WW | GWI1902WW | ARGON MEDICAL DEVICES, INC. | Guidewire Introducer Needle w/ Window Wall Hub 19ga x 7cm | Guidewire Introducer Needle | 42203427 Angiography introducer needles | A4215 | NEEDLE, STERILE, ANY SIZE, EACH | Needle 19 Gax7 Cm Guidewire With Clear Window Wall Hub Sterile Latex | NEEDLE, INTRODUCER, 19 GAX7 CM, GUIDEWIRE, WITH CLEAR WINDOW WALL HUB, STERILE, LATEX | NEEDLE, INTRODUCER, 19 GAX7 CM, GUIDEWIRE, WITH CLEAR WINDOW WALL HUB, STERILE, LATEX | NEEDLE, INTRO, 19 GAX7 CM, GUIDEWIRE, W/ CLR WINDOW WALL HUB, STRL, LTX | NEEDLE, INTRO, 19 GAX7 CM, GUIDEWIRE, W/ CLR WINDOW WALL HUB | 56 | NEEDLE | INTRODUCER |  |  |  | 19 GAX7 CM |  |  |  |  | GUIDEWIRE, WITH CLEAR WINDOW WALL HUB |  |  |  | STERILE |  | LATEX |  |  | https://res.onemed.com/SE/Produktblad/1115842.pdf, https://accessgudid.nlm.nih.gov/devices/00886333001620 | [28 empty] | QC Completed | Production Completed
PDG | 016-249 |  | AIH | SOURCED | AIH | OK | CND | OK | Data Enrichment ¦ UNSPSC Classification | [12 empty] | 702 | 702 | ARGON MEDICAL DEVICES INC | ARGON MEDICAL | ARGON MEDICAL DEVICES INC | ION18015 | ION18015 | ION18015 | ARGON | ION18015 | ION18015 | ARGON_ION18015 |  |  |  | Pediatric Bone Marrow Access Needle 18GA X 3.58CM 1/4 |  | 329 | PRODIGO1073347 |  | ION18015 | ION18015 | ARGON MEDICAL DEVICES, INC. | Pediatric Bone Marrow Needle 18ga x 3.58cm | Pediatric Bone Marrow Needle | 42142504 Biopsy needles | A4215 | NEEDLE, STERILE, ANY SIZE, EACH | Needle Pediatric 18 Gax3.58 Cm Bone Marrow Aspiration Access Regular Wall Trocar Point Sterile Latex | NEEDLE, BIOPSY, ASPIRATION, PEDIATRIC, 18 GAX3.58 CM, BONE MARROW, ACCESS, REGULAR WALL, TROCAR POINT, STERILE, LATEX | NEEDLE, BIOPSY, ASPIRATION, PEDIATRIC, 18 GAX3.58 CM, BONE MARROW, ACCESS, REGULAR WALL, TROCAR POINT, STERILE, LATEX | NEEDLE, BX, ASPIR, PEDIATRIC, 18 GAX3.58 CM, BNE MAR, ACCS, RW, TRCR PT, STRL, LTX | NEEDLE, BX, ASPIR, PEDIATRIC, 18 GAX3.58 CM, BNE MAR, ACCS, RW, TRCR | 60 | NEEDLE | BIOPSY | ASPIRATION |  | PEDIATRIC | 18 GAX3.58 CM |  |  |  | BONE MARROW | ACCESS, REGULAR WALL, TROCAR POINT |  |  |  | STERILE |  | LATEX |  |  | https://res.onemed.com/SE/Produktblad/1115842.pdf, https://accessgudid.nlm.nih.gov/devices/00886333001644 | [28 empty] | QC Completed | Production Completed
PDG | 016-249 |  | AIH | SOURCED | AIH | OK | CND | OK | Data Enrichment ¦ UNSPSC Classification | [12 empty] | 703 | 703 | ARGON MEDICAL DEVICES INC | ARGON MEDICAL | ARGON MEDICAL DEVICES INC | ISN1915 | ISN1915 | ISN1915 | ARGON | ISN1915 | ISN1915 | ARGON_ISN1915 |  |  |  | Introducer Sheath/Needle With 5FR Sheath Accepts An .038 Guidewire 19GA X 15CM |  | 329 | PRODIGO1073348 |  | ISN1915 | ISN1915 | ARGON MEDICAL DEVICES, INC. | Introducer Sheath/Needle 19ga x 15cm | Introducer Sheath/Needle | 42203427 Angiography introducer needles | A4215 | NEEDLE, STERILE, ANY SIZE, EACH | Needle 0.038 In 19 Gax15 Cm 5 Fr Radiopaque Sheath Guidewire Trocar Tip Sterile Latex | NEEDLE, INTRODUCER, 0.038 IN, 19 GAX15 CM, 5 FR, RADIOPAQUE SHEATH, GUIDEWIRE, TROCAR TIP, STERILE, LATEX | NEEDLE, INTRODUCER, 0.038 IN, 19 GAX15 CM, 5 FR, RADIOPAQUE SHEATH, GUIDEWIRE, TROCAR TIP, STERILE, LATEX | NEEDLE, INTRO, 0.038 IN, 19 GAX15 CM, 5 FR, RADIOPAQUE SHTH, GUIDEWIRE, TROCAR TIP, STRL, LTX | NEEDLE, INTRO, 0.038 IN, 19 GAX15 CM, 5 FR, RADIOPAQUE, TROCAR TIP | 60 | NEEDLE | INTRODUCER |  | 0.038 IN |  | 19 GAX15 CM | 5 FR |  |  |  | RADIOPAQUE SHEATH, GUIDEWIRE, TROCAR TIP |  |  |  | STERILE |  | LATEX |  |  | https://res.onemed.com/SE/Produktblad/1115842.pdf, https://accessgudid.nlm.nih.gov/devices/00886333224388 | [28 empty] | QC Completed | Production Completed
PDG | 016-249 |  | AIH | SOURCED | AIH | OK | CND | OK | Data Enrichment ¦ UNSPSC Classification | [12 empty] | 704 | 704 | ARGON MEDICAL DEVICES INC | ARGON MEDICAL | ARGON MEDICAL DEVICES INC | LNGC14GX | LNGC14GX | LNGC14GX | ARGON | LNGC14GX | LNGC14GX | ARGON_LNGC14GX |  |  |  | Needle Guide For Lorad Stereo Loc For 14GA Closed Type |  | 329 | PRODIGO1073350 |  | LNGC14GX | LNGC14GX | ARGON MEDICAL DEVICES, INC. | Needle Guide for Lorad Stereo Loc for 14ga | Needle Guide | 42294303 Minimally invasive breast biopsy needle guides |  |  | Guide 14 Ga Closed Type For Lorad Stereo Loc Sterile Latex | GUIDE, NEEDLE, CLOSED TYPE, 14 GA, FOR LORAD STEREO LOC, STERILE, LATEX | GUIDE, NEEDLE, CLOSED TYPE, 14 GA, FOR LORAD STEREO LOC, STERILE, LATEX | GUIDE, NDL, CLOSED TYP, 14 GA, FOR LORAD STEREO LOC, STRL, LTX | GUIDE, NDL, CLOSED TYP, 14 GA, FOR LORAD STEREO LOC, STRL, LTX | 56 | GUIDE | NEEDLE | CLOSED TYPE |  |  | 14 GA |  |  |  |  | FOR LORAD STEREO LOC |  |  |  | STERILE |  | LATEX |  |  | https://res.onemed.com/SE/Produktblad/1115842.pdf, https://accessgudid.nlm.nih.gov/devices/00886333001705 | [28 empty] | QC Completed | Production Completed
PDG | 016-249 |  | AIH | SOURCED | AIH | OK | CND | OK | Data Enrichment ¦ UNSPSC Classification | [12 empty] | 705 | 705 | ARGON MEDICAL DEVICES INC | ARGON MEDICAL | ARGON MEDICAL DEVICES INC | LNGC2022YX | LNGC2022YX | LNGC2022YX | ARGON | LNGC2022YX | LNGC2022YX | ARGON_LNGC2022YX |  |  |  | Needle Guide For Lorad Stereo Loc For 20GA-22GA Closed Type |  | 329 | PRODIGO1073351 |  | LNGC2022YX | LNGC2022YX | ARGON MEDICAL DEVICES, INC. | Needle Guide for Lorad Stereo Loc for 20ga-22ga | Needle Guide | 42294303 Minimally invasive breast biopsy needle guides |  |  | Guide 20-22 Ga Closed Type For Lorad Stereo Loc Sterile Latex | GUIDE, NEEDLE, CLOSED TYPE, 20-22 GA, FOR LORAD STEREO LOC, STERILE, LATEX | GUIDE, NEEDLE, CLOSED TYPE, 20-22 GA, FOR LORAD STEREO LOC, STERILE, LATEX | GUIDE, NDL, CLOSED TYP, 20-22 GA, FOR LORAD STEREO LOC, STRL, LTX | GUIDE, NDL, CLOSED TYP, 20-22 GA, FOR LORAD STEREO LOC, STRL, LTX | 59 | GUIDE | NEEDLE | CLOSED TYPE |  |  | 20-22 GA |  |  |  |  | FOR LORAD STEREO LOC |  |  |  | STERILE |  | LATEX |  |  | https://res.onemed.com/SE/Produktblad/1115842.pdf, https://accessgudid.nlm.nih.gov/devices/00886333001675 | [28 empty] | QC Completed | Production Completed
PDG | 016-249 |  | AIH | SOURCED | AIH | OK | CND | OK | Data Enrichment ¦ UNSPSC Classification | [12 empty] | 706 | 706 | ARGON MEDICAL DEVICES INC | ARGON MEDICAL | ARGON MEDICAL DEVICES INC | LNGO2022YX | LNGO2022YX | LNGO2022YX | ARGON | LNGO2022YX | LNGO2022YX | ARGON_LNGO2022YX |  |  |  | Needle Guide For Lorad Stereo Loc For 20GA-22GA Open Type |  | 329 | PRODIGO1073353 |  | LNGO2022YX | LNGO2022YX | ARGON MEDICAL DEVICES, INC. | Needle Guide for Lorad Stereo Loc for 20ga-22ga | Needle Guide | 42294303 Minimally invasive breast biopsy needle guides |  |  | Guide 20-22 Ga Open Type For Lorad Stereo Loc Sterile Latex | GUIDE, NEEDLE, OPEN TYPE, 20-22 GA, FOR LORAD STEREO LOC, STERILE, LATEX | GUIDE, NEEDLE, OPEN TYPE, 20-22 GA, FOR LORAD STEREO LOC, STERILE, LATEX | GUIDE, NDL, OPN TYP, 20-22 GA, FOR LORAD STEREO LOC, STRL, LTX | GUIDE, NDL, OPN TYP, 20-22 GA, FOR LORAD STEREO LOC, STRL, LTX | 56 | GUIDE | NEEDLE | OPEN TYPE |  |  | 20-22 GA |  |  |  |  | FOR LORAD STEREO LOC |  |  |  | STERILE |  | LATEX |  |  | https://res.onemed.com/SE/Produktblad/1115842.pdf, https://accessgudid.nlm.nih.gov/devices/00886333001712 | [28 empty] | QC Completed | Production Completed
PDG | 016-249 |  | CHJ | SOURCED | CHJ | OK | CND | OK | Data Enrichment ¦ UNSPSC Classification | [12 empty] | 707 | 707 | ARGON MEDICAL DEVICES INC | ARGON MEDICAL | ARGON MEDICAL DEVICES INC | MCN1803US | MCN1803US | MCN1803US | ARGON | MCN1803US | MCN1803US | ARGON_MCN1803US |  |  |  | Chiba Biopsy Needle 18GA X 9CM With Needle Stop & EchoGAenic Tip |  | 329 | PRODIGO1073354 |  | MCN1803US | MCN1803US | ARGON MEDICAL DEVICES, INC. | Chiba Biopsy Needle with Echogenic Tip 18ga x 9cm | Chiba Biopsy Needle with Echogenic Tip | 42142504 Biopsy needles | A4215 | NEEDLE, STERILE, ANY SIZE, EACH | Chiba Biopsy Needles 18G x 9 cm with echogenic tip | NEEDLE, BIOPSY, CHIBA, 18 GAX9 CM, WITH STOP, ECHOGENIC TIP, STERILE, LATEX | NEEDLE, BIOPSY, CHIBA, 18 GAX9 CM, WITH STOP, ECHOGENIC TIP, STERILE, LATEX | NEEDLE, BX, CHIBA, 18 GAX9 CM, W/ STP, ECHOGENIC TIP, STRL, LTX | NEEDLE, BX, CHIBA, 18 GAX9 CM, W/ STP, ECHOGENIC TIP, STRL, LTX | 56 | NEEDLE | BIOPSY | CHIBA |  |  | 18 GAX9 CM |  |  |  |  | WITH STOP, ECHOGENIC TIP |  |  |  | STERILE |  | LATEX |  |  | https://res.onemed.com/SE/Produktblad/1115842.pdf, https://accessgudid.nlm.nih.gov/devices/00886333001897 | [28 empty] | QC Completed | Production Completed
PDG | 016-249 |  | CHJ | SOURCED | CHJ | OK | CND | OK | Data Enrichment ¦ UNSPSC Classification | [12 empty] | 708 | 708 | ARGON MEDICAL DEVICES INC | ARGON MEDICAL | ARGON MEDICAL DEVICES INC | MCN1806 | MCN1806 | MCN1806 | ARGON | MCN1806 | MCN1806 | ARGON_MCN1806 |  |  |  | Chiba Biopsy Needle 18GA X 15CM |  | 329 | PRODIGO1073355 |  | MCN1806 | MCN1806 | ARGON MEDICAL DEVICES, INC. | Chiba Biopsy Needle 18ga x 15cm | Chiba Biopsy Needle | 42142504 Biopsy needles | A4215 | NEEDLE, STERILE, ANY SIZE, EACH | Chiba Biopsy Needles 18G x 15 cm | NEEDLE, BIOPSY, CHIBA, 18 GAX15 CM, STERILE, LATEX | NEEDLE, BIOPSY, CHIBA, 18 GAX15 CM, STERILE, LATEX | NEEDLE, BX, CHIBA, 18 GAX15 CM, STRL, LTX | NEEDLE, BX, CHIBA, 18 GAX15 CM, STRL, LTX | 36 | NEEDLE | BIOPSY | CHIBA |  |  | 18 GAX15 CM | [8 empty] | STERILE |  | LATEX |  |  | https://res.onemed.com/SE/Produktblad/1115842.pdf, https://accessgudid.nlm.nih.gov/devices/00886333001774 | [28 empty] | QC Completed | Production Completed
PDG | 016-249 |  | CHJ | SOURCED | CHJ | OK | CND | OK | Data Enrichment ¦ UNSPSC Classification | [12 empty] | 709 | 709 | ARGON MEDICAL DEVICES INC | ARGON MEDICAL | ARGON MEDICAL DEVICES INC | MCN1806US | MCN1806US | MCN1806US | ARGON | MCN1806US | MCN1806US | ARGON_MCN1806US |  |  |  | Chiba Biopsy Needle 18GA X 15CM With Needle Stop & Echogenic Tip |  | 329 | PRODIGO1073356 |  | MCN1806US | MCN1806US | ARGON MEDICAL DEVICES, INC. | Chiba Biopsy Needle with Echogenic Tip 18ga x 15cm | Chiba Biopsy Needle with Echogenic Tip | 42142504 Biopsy needles | A4215 | NEEDLE, STERILE, ANY SIZE, EACH | Chiba Biopsy Needles 18G x 15 cm with echogenic tip | NEEDLE, BIOPSY, CHIBA, 18 GAX15 CM, WITH STOP, ECHOGENIC TIP, STERILE, LATEX | NEEDLE, BIOPSY, CHIBA, 18 GAX15 CM, WITH STOP, ECHOGENIC TIP, STERILE, LATEX | NEEDLE, BX, CHIBA, 18 GAX15 CM, W/ STP, ECHOGENIC TIP, STRL, LTX | NEEDLE, BX, CHIBA, 18 GAX15 CM, W/ STP, ECHOGENIC TIP, STRL, LTX | 57 | NEEDLE | BIOPSY | CHIBA |  |  | 18 GAX15 CM |  |  |  |  | WITH STOP, ECHOGENIC TIP |  |  |  | STERILE |  | LATEX |  |  | https://res.onemed.com/SE/Produktblad/1115842.pdf, https://accessgudid.nlm.nih.gov/devices/00886333001835 | [28 empty] | QC Completed | Production Completed
PDG | 016-249 |  | CHJ | SOURCED | CHJ | OK | CND | OK | Data Enrichment ¦ UNSPSC Classification | [12 empty] | 710 | 710 | ARGON MEDICAL DEVICES INC | ARGON MEDICAL | ARGON MEDICAL DEVICES INC | MCN1808 | MCN1808 | MCN1808 | ARGON | MCN1808 | MCN1808 | ARGON_MCN1808 |  |  |  | Chiba Biopsy Needle 18GA X 20CM |  | 329 | PRODIGO1073357 |  | MCN1808 | MCN1808 | ARGON MEDICAL DEVICES, INC. | Chiba Biopsy Needle 18ga x 20cm | Chiba Biopsy Needle | 42142504 Biopsy needles | A4215 | NEEDLE, STERILE, ANY SIZE, EACH | Chiba Biopsy Needles 18G x 20 cm | NEEDLE, BIOPSY, CHIBA, 18 GAX20 CM, STERILE, LATEX | NEEDLE, BIOPSY, CHIBA, 18 GAX20 CM, STERILE, LATEX | NEEDLE, BX, CHIBA, 18 GAX20 CM, STRL, LTX | NEEDLE, BX, CHIBA, 18 GAX20 CM, STRL, LTX | 36 | NEEDLE | BIOPSY | CHIBA |  |  | 18 GAX20 CM | [8 empty] | STERILE |  | LATEX |  |  | https://res.onemed.com/SE/Produktblad/1115842.pdf, https://accessgudid.nlm.nih.gov/devices/00886333001781 | [28 empty] | QC Completed | Production Completed
PDG | 016-249 |  | CHJ | SOURCED | CHJ | OK | CND | OK | Data Enrichment ¦ UNSPSC Classification | [12 empty] | 711 | 711 | ARGON MEDICAL DEVICES INC | ARGON MEDICAL | ARGON MEDICAL DEVICES INC | MCN1808US | MCN1808US | MCN1808US | ARGON | MCN1808US | MCN1808US | ARGON_MCN1808US |  |  |  | Chiba Biopsy Needle 18GA X 20CM With Needle Stop & Echogenic Tip |  | 329 | PRODIGO1073358 |  | MCN1808US | MCN1808US | ARGON MEDICAL DEVICES, INC. | Chiba Biopsy Needle with Echogenic Tip 18ga x 20cm | Chiba Biopsy Needle with Echogenic Tip | 42142504 Biopsy needles | A4215 | NEEDLE, STERILE, ANY SIZE, EACH | Chiba Biopsy Needles 18G x 20 cm with echogenic tip | NEEDLE, BIOPSY, CHIBA, 18 GAX20 CM, WITH STOP, ECHOGENIC TIP, STERILE, LATEX | NEEDLE, BIOPSY, CHIBA, 18 GAX20 CM, WITH STOP, ECHOGENIC TIP, STERILE, LATEX | NEEDLE, BX, CHIBA, 18 GAX20 CM, W/ STP, ECHOGENIC TIP, STRL, LTX | NEEDLE, BX, CHIBA, 18 GAX20 CM, W/ STP, ECHOGENIC TIP, STRL, LTX | 57 | NEEDLE | BIOPSY | CHIBA |  |  | 18 GAX20 CM |  |  |  |  | WITH STOP, ECHOGENIC TIP |  |  |  | STERILE |  | LATEX |  |  | https://res.onemed.com/SE/Produktblad/1115842.pdf, https://accessgudid.nlm.nih.gov/devices/00886333001866 | [28 empty] | QC Completed | Production Completed
PDG | 016-249 |  | CHJ | SOURCED | CHJ | OK | CND | OK | Data Enrichment ¦ UNSPSC Classification | [12 empty] | 712 | 712 | ARGON MEDICAL DEVICES INC | ARGON MEDICAL | ARGON MEDICAL DEVICES INC | MCN2003US | MCN2003US | MCN2003US | ARGON | MCN2003US | MCN2003US | ARGON_MCN2003US |  |  |  | Chiba Biopsy Needle 20GA X 9CM With Needle Stop & EchoGAenic Tip |  | 329 | PRODIGO1073359 |  | MCN2003US | MCN2003US | ARGON MEDICAL DEVICES, INC. | Chiba Biopsy Needle with Echogenic Tip 20ga x 9cm | Chiba Biopsy Needle with Echogenic Tip | 42142504 Biopsy needles | A4215 | NEEDLE, STERILE, ANY SIZE, EACH | Chiba Biopsy Needles 20G x 9 cm with echogenic tip | NEEDLE, BIOPSY, CHIBA, 20 GAX9 CM, WITH STOP, ECHOGENIC TIP, STERILE, LATEX | NEEDLE, BIOPSY, CHIBA, 20 GAX9 CM, WITH STOP, ECHOGENIC TIP, STERILE, LATEX | NEEDLE, BX, CHIBA, 20 GAX9 CM, W/ STP, ECHOGENIC TIP, STRL, LTX | NEEDLE, BX, CHIBA, 20 GAX9 CM, W/ STP, ECHOGENIC TIP, STRL, LTX | 56 | NEEDLE | BIOPSY | CHIBA |  |  | 20 GAX9 CM |  |  |  |  | WITH STOP, ECHOGENIC TIP |  |  |  | STERILE |  | LATEX |  |  | https://res.onemed.com/SE/Produktblad/1115842.pdf, https://accessgudid.nlm.nih.gov/devices/00886333001903 | [28 empty] | QC Completed | Production Completed
PDG | 016-249 |  | CHJ | SOURCED | CHJ | OK | CND | OK | Data Enrichment ¦ UNSPSC Classification | [12 empty] | 713 | 713 | ARGON MEDICAL DEVICES INC | ARGON MEDICAL | ARGON MEDICAL DEVICES INC | MCN2006 | MCN2006 | MCN2006 | ARGON | MCN2006 | MCN2006 | ARGON_MCN2006 |  |  |  | Chiba Biopsy Needle 20GA X 15CM |  | 329 | PRODIGO1073360 |  | MCN2006 | MCN2006 | ARGON MEDICAL DEVICES, INC. | Chiba Biopsy Needle 20ga x 15cm | Chiba Biopsy Needle | 42142504 Biopsy needles | A4215 | NEEDLE, STERILE, ANY SIZE, EACH | Chiba Biopsy Needles 20G x 15 cm | NEEDLE, BIOPSY, CHIBA, 20 GAX15 CM, STERILE, LATEX | NEEDLE, BIOPSY, CHIBA, 20 GAX15 CM, STERILE, LATEX | NEEDLE, BX, CHIBA, 20 GAX15 CM, STRL, LTX | NEEDLE, BX, CHIBA, 20 GAX15 CM, STRL, LTX | 36 | NEEDLE | BIOPSY | CHIBA |  |  | 20 GAX15 CM | [8 empty] | STERILE |  | LATEX |  |  | https://res.onemed.com/SE/Produktblad/1115842.pdf, https://accessgudid.nlm.nih.gov/devices/00886333001750 | [28 empty] | QC Completed | Production Completed
PDG | 016-249 |  | CHJ | SOURCED | CHJ | OK | CND | OK | Data Enrichment ¦ UNSPSC Classification | [12 empty] | 714 | 714 | ARGON MEDICAL DEVICES INC | ARGON MEDICAL | ARGON MEDICAL DEVICES INC | MCN2006US | MCN2006US | MCN2006US | ARGON | MCN2006US | MCN2006US | ARGON_MCN2006US |  |  |  | Chiba Biopsy Needle 20GA X 15CM With Needle Stop & Echogenic Tip |  | 329 | PRODIGO1073361 |  | MCN2006US | MCN2006US | ARGON MEDICAL DEVICES, INC. | Chiba Biopsy Needle with Echogenic Tip 20ga x 15cm | Chiba Biopsy Needle with Echogenic Tip | 42142504 Biopsy needles | A4215 | NEEDLE, STERILE, ANY SIZE, EACH | Chiba Biopsy Needles 20G x 15 cm with echogenic tip | NEEDLE, BIOPSY, CHIBA, 20 GAX15 CM, WITH STOP, ECHOGENIC TIP, STERILE, LATEX | NEEDLE, BIOPSY, CHIBA, 20 GAX15 CM, WITH STOP, ECHOGENIC TIP, STERILE, LATEX | NEEDLE, BX, CHIBA, 20 GAX15 CM, W/ STP, ECHOGENIC TIP, STRL, LTX | NEEDLE, BX, CHIBA, 20 GAX15 CM, W/ STP, ECHOGENIC TIP, STRL, LTX | 57 | NEEDLE | BIOPSY | CHIBA |  |  | 20 GAX15 CM |  |  |  |  | WITH STOP, ECHOGENIC TIP |  |  |  | STERILE |  | LATEX |  |  | https://res.onemed.com/SE/Produktblad/1115842.pdf, https://accessgudid.nlm.nih.gov/devices/00886333001828 | [28 empty] | QC Completed | Production Completed
PDG | 016-249 |  | CHJ | SOURCED | CHJ | OK | CND | OK | Data Enrichment ¦ UNSPSC Classification | [12 empty] | 715 | 715 | ARGON MEDICAL DEVICES INC | ARGON MEDICAL | ARGON MEDICAL DEVICES INC | MCN2008 | MCN2008 | MCN2008 | ARGON | MCN2008 | MCN2008 | ARGON_MCN2008 |  |  |  | Chiba Biopsy Needle 20GA X 20CM |  | 329 | PRODIGO1073362 |  | MCN2008 | MCN2008 | ARGON MEDICAL DEVICES, INC. | Chiba Biopsy Needle 20ga x 20cm | Chiba Biopsy Needle | 42142504 Biopsy needles | A4215 | NEEDLE, STERILE, ANY SIZE, EACH | Chiba Biopsy Needles 20G x 20 cm | NEEDLE, BIOPSY, CHIBA, 20 GAX20 CM, STERILE, LATEX | NEEDLE, BIOPSY, CHIBA, 20 GAX20 CM, STERILE, LATEX | NEEDLE, BX, CHIBA, 20 GAX20 CM, STRL, LTX | NEEDLE, BX, CHIBA, 20 GAX20 CM, STRL, LTX | 36 | NEEDLE | BIOPSY | CHIBA |  |  | 20 GAX20 CM | [8 empty] | STERILE |  | LATEX |  |  | https://res.onemed.com/SE/Produktblad/1115842.pdf, https://accessgudid.nlm.nih.gov/devices/00886333001804 | [28 empty] | QC Completed | Production Completed
PDG | 016-249 |  | CHJ | SOURCED | CHJ | OK | CND | OK | Data Enrichment ¦ UNSPSC Classification | [12 empty] | 716 | 716 | ARGON MEDICAL DEVICES INC | ARGON MEDICAL | ARGON MEDICAL DEVICES INC | MCN2008US | MCN2008US | MCN2008US | ARGON | MCN2008US | MCN2008US | ARGON_MCN2008US |  |  |  | Chiba Biopsy Needle 20GA X 20CM With Needle Stop & Echogenic Tip |  | 329 | PRODIGO1073363 |  | MCN2008US | MCN2008US | ARGON MEDICAL DEVICES, INC. | Chiba Biopsy Needle with Echogenic Tip 20ga x 20cm | Chiba Biopsy Needle with Echogenic Tip | 42142504 Biopsy needles | A4215 | NEEDLE, STERILE, ANY SIZE, EACH | Chiba Biopsy Needles 20G x 20 cm with echogenic tip | NEEDLE, BIOPSY, CHIBA, 20 GAX20 CM, WITH STOP, ECHOGENIC TIP, STERILE, LATEX | NEEDLE, BIOPSY, CHIBA, 20 GAX20 CM, WITH STOP, ECHOGENIC TIP, STERILE, LATEX | NEEDLE, BX, CHIBA, 20 GAX20 CM, W/ STP, ECHOGENIC TIP, STRL, LTX | NEEDLE, BX, CHIBA, 20 GAX20 CM, W/ STP, ECHOGENIC TIP, STRL, LTX | 57 | NEEDLE | BIOPSY | CHIBA |  |  | 20 GAX20 CM |  |  |  |  | WITH STOP, ECHOGENIC TIP |  |  |  | STERILE |  | LATEX |  |  | https://res.onemed.com/SE/Produktblad/1115842.pdf, https://accessgudid.nlm.nih.gov/devices/00886333001842 | [28 empty] | QC Completed | Production Completed
PDG | 016-249 |  | CHJ | SOURCED | CHJ | OK | CND | OK | Data Enrichment ¦ UNSPSC Classification | [12 empty] | 717 | 717 | ARGON MEDICAL DEVICES INC | ARGON MEDICAL | ARGON MEDICAL DEVICES INC | MCN2203 | MCN2203 | MCN2203 | ARGON | MCN2203 | MCN2203 | ARGON_MCN2203 |  |  |  | Chiba Biopsy Needle 22GA X 9CM |  | 329 | PRODIGO1073364 |  | MCN2203 | MCN2203 | ARGON MEDICAL DEVICES, INC. | Chiba Biopsy Needle 22ga x 9cm | Chiba Biopsy Needle | 42142504 Biopsy needles | A4215 | NEEDLE, STERILE, ANY SIZE, EACH | Chiba Biopsy Needles 22G x 9 cm | NEEDLE, BIOPSY, CHIBA, 22 GAX9 CM, STERILE, LATEX | NEEDLE, BIOPSY, CHIBA, 22 GAX9 CM, STERILE, LATEX | NEEDLE, BX, CHIBA, 22 GAX9 CM, STRL, LTX | NEEDLE, BX, CHIBA, 22 GAX9 CM, STRL, LTX | 35 | NEEDLE | BIOPSY | CHIBA |  |  | 22 GAX9 CM | [8 empty] | STERILE |  | LATEX |  |  | https://res.onemed.com/SE/Produktblad/1115842.pdf, https://accessgudid.nlm.nih.gov/devices/00886333001811 | [28 empty] | QC Completed | Production Completed
PDG | 016-249 |  | CHJ | SOURCED | CHJ | OK | CND | OK | Data Enrichment ¦ UNSPSC Classification | [12 empty] | 718 | 718 | ARGON MEDICAL DEVICES INC | ARGON MEDICAL | ARGON MEDICAL DEVICES INC | MCN2203US | MCN2203US | MCN2203US | ARGON | MCN2203US | MCN2203US | ARGON_MCN2203US |  |  |  | Chiba Biopsy Needle 22GA X 9CM With Needle Stop & Echogenic Tip |  | 329 | PRODIGO1073365 |  | MCN2203US | MCN2203US | ARGON MEDICAL DEVICES, INC. | Chiba Biopsy Needle with Echogenic Tip 22ga x 9cm | Chiba Biopsy Needle with Echogenic Tip | 42142504 Biopsy needles | A4215 | NEEDLE, STERILE, ANY SIZE, EACH | Chiba Biopsy Needles 22G x 9 cm with echogenic tip | NEEDLE, BIOPSY, CHIBA, 22 GAX9 CM, WITH STOP, ECHOGENIC TIP, STERILE, LATEX | NEEDLE, BIOPSY, CHIBA, 22 GAX9 CM, WITH STOP, ECHOGENIC TIP, STERILE, LATEX | NEEDLE, BX, CHIBA, 22 GAX9 CM, W/ STP, ECHOGENIC TIP, STRL, LTX | NEEDLE, BX, CHIBA, 22 GAX9 CM, W/ STP, ECHOGENIC TIP, STRL, LTX | 56 | NEEDLE | BIOPSY | CHIBA |  |  | 22 GAX9 CM |  |  |  |  | WITH STOP, ECHOGENIC TIP |  |  |  | STERILE |  | LATEX |  |  | https://res.onemed.com/SE/Produktblad/1115842.pdf, https://accessgudid.nlm.nih.gov/devices/00886333001859 | [28 empty] | QC Completed | Production Completed
PDG | 016-249 |  | CHJ | SOURCED | CHJ | OK | CND | OK | Data Enrichment ¦ UNSPSC Classification | [12 empty] | 719 | 719 | ARGON MEDICAL DEVICES INC | ARGON MEDICAL | ARGON MEDICAL DEVICES INC | MCN2206 | MCN2206 | MCN2206 | ARGON | MCN2206 | MCN2206 | ARGON_MCN2206 |  |  |  | Chiba Biopsy Needle 22GA X 15CM |  | 329 | PRODIGO1073366 |  | MCN2206 | MCN2206 | ARGON MEDICAL DEVICES, INC. | Chiba Biopsy Needle 22ga x 15cm | Chiba Biopsy Needle | 42142504 Biopsy needles | A4215 | NEEDLE, STERILE, ANY SIZE, EACH | Chiba Biopsy Needles 22G x 15 cm | NEEDLE, BIOPSY, CHIBA, 22 GAX15 CM, STERILE, LATEX | NEEDLE, BIOPSY, CHIBA, 22 GAX15 CM, STERILE, LATEX | NEEDLE, BX, CHIBA, 22 GAX15 CM, STRL, LTX | NEEDLE, BX, CHIBA, 22 GAX15 CM, STRL, LTX | 36 | NEEDLE | BIOPSY | CHIBA |  |  | 22 GAX15 CM | [8 empty] | STERILE |  | LATEX |  |  | https://res.onemed.com/SE/Produktblad/1115842.pdf, https://accessgudid.nlm.nih.gov/devices/00886333001729 | [28 empty] | QC Completed | Production Completed
PDG | 016-249 |  | CHJ | SOURCED | CHJ | OK | CND | OK | Data Enrichment ¦ UNSPSC Classification | [12 empty] | 720 | 720 | ARGON MEDICAL DEVICES INC | ARGON MEDICAL | ARGON MEDICAL DEVICES INC | MCN2206US | MCN2206US | MCN2206US | ARGON | MCN2206US | MCN2206US | ARGON_MCN2206US |  |  |  | Chiba Biopsy Needle 22GA X 15CM With Needle Stop & Echogenic Tip |  | 329 | PRODIGO1073367 |  | MCN2206US | MCN2206US | ARGON MEDICAL DEVICES, INC. | Chiba Biopsy Needle with Echogenic Tip 22ga x 15cm | Chiba Biopsy Needle with Echogenic Tip | 42142504 Biopsy needles | A4215 | NEEDLE, STERILE, ANY SIZE, EACH | Chiba Biopsy Needles 22G x 15 cm with echogenic tip | NEEDLE, BIOPSY, CHIBA, 22 GAX15 CM, WITH STOP, ECHOGENIC TIP, STERILE, LATEX | NEEDLE, BIOPSY, CHIBA, 22 GAX15 CM, WITH STOP, ECHOGENIC TIP, STERILE, LATEX | NEEDLE, BX, CHIBA, 22 GAX15 CM, W/ STP, ECHOGENIC TIP, STRL, LTX | NEEDLE, BX, CHIBA, 22 GAX15 CM, W/ STP, ECHOGENIC TIP, STRL, LTX | 57 | NEEDLE | BIOPSY | CHIBA |  |  | 22 GAX15 CM |  |  |  |  | WITH STOP, ECHOGENIC TIP |  |  |  | STERILE |  | LATEX |  |  | https://res.onemed.com/SE/Produktblad/1115842.pdf, https://accessgudid.nlm.nih.gov/devices/00886333001880 | [28 empty] | QC Completed | Production Completed
PDG | 016-249 |  | CHJ | SOURCED | CHJ | OK | CND | OK | Data Enrichment ¦ UNSPSC Classification | [12 empty] | 721 | 721 | ARGON MEDICAL DEVICES INC | ARGON MEDICAL | ARGON MEDICAL DEVICES INC | MCN2208 | MCN2208 | MCN2208 | ARGON | MCN2208 | MCN2208 | ARGON_MCN2208 |  |  |  | Chiba Biopsy Needle 22GA X 20CM |  | 329 | PRODIGO1073368 |  | MCN2208 | MCN2208 | ARGON MEDICAL DEVICES, INC. | Chiba Biopsy Needle 22ga x 20cm | Chiba Biopsy Needle | 42142504 Biopsy needles | A4215 | NEEDLE, STERILE, ANY SIZE, EACH | Chiba Biopsy Needles 22G x 20 cm | NEEDLE, BIOPSY, CHIBA, 22 GAX20 CM, STERILE, LATEX | NEEDLE, BIOPSY, CHIBA, 22 GAX20 CM, STERILE, LATEX | NEEDLE, BX, CHIBA, 22 GAX20 CM, STRL, LTX | NEEDLE, BX, CHIBA, 22 GAX20 CM, STRL, LTX | 36 | NEEDLE | BIOPSY | CHIBA |  |  | 22 GAX20 CM | [8 empty] | STERILE |  | LATEX |  |  | https://res.onemed.com/SE/Produktblad/1115842.pdf, https://accessgudid.nlm.nih.gov/devices/00886333001743 | [28 empty] | QC Completed | Production Completed
PDG | 016-249 |  | CHJ | SOURCED | CHJ | OK | CND | OK | Data Enrichment ¦ UNSPSC Classification | [12 empty] | 722 | 722 | ARGON MEDICAL DEVICES INC | ARGON MEDICAL | ARGON MEDICAL DEVICES INC | MCN2208US | MCN2208US | MCN2208US | ARGON | MCN2208US | MCN2208US | ARGON_MCN2208US |  |  |  | Chiba Biopsy Needle 22GA X 20CM With Needle Stop & Echogenic Tip |  | 329 | PRODIGO1073369 |  | MCN2208US | MCN2208US | ARGON MEDICAL DEVICES, INC. | Chiba Biopsy Needle with Echogenic Tip 22ga x 20cm | Chiba Biopsy Needle with Echogenic Tip | 42142504 Biopsy needles | A4215 | NEEDLE, STERILE, ANY SIZE, EACH | Chiba Biopsy Needles 22G x 20 cm with echogenic tip | NEEDLE, BIOPSY, CHIBA, 22 GAX20 CM, WITH STOP, ECHOGENIC TIP, STERILE, LATEX | NEEDLE, BIOPSY, CHIBA, 22 GAX20 CM, WITH STOP, ECHOGENIC TIP, STERILE, LATEX | NEEDLE, BX, CHIBA, 22 GAX20 CM, W/ STP, ECHOGENIC TIP, STRL, LTX | NEEDLE, BX, CHIBA, 22 GAX20 CM, W/ STP, ECHOGENIC TIP, STRL, LTX | 57 | NEEDLE | BIOPSY | CHIBA |  |  | 22 GAX20 CM |  |  |  |  | WITH STOP, ECHOGENIC TIP |  |  |  | STERILE |  | LATEX |  |  | https://res.onemed.com/SE/Produktblad/1115842.pdf, https://accessgudid.nlm.nih.gov/devices/00886333001873 | [28 empty] | QC Completed | Production Completed
PDG | 016-249 |  | CHJ | THIRD PARTY | CHJ | OK | CND | OK | Data Enrichment ¦ UNSPSC Classification | [12 empty] | 723 | 723 | ARGON MEDICAL DEVICES INC | ARGON MEDICAL | ARGON MEDICAL DEVICES INC | MCXB1610BP | MCXB1610BP | MCXB1610BP | ARGON | MCXB1610BP | MCXB1610BP | ARGON_MCXB1610BP |  |  |  | Co-Axial Cannula Bundle 15GA X 6.8CM Sharp Stylet Blunt Stylet For Use With The Biopince Ultra |  | 329 | PRODIGO1073372 |  | MCXB1610BP | MCXB1610BP | ARGON MEDICAL DEVICES, INC. | Co-Axial Cannula Bundle 15ga x 6.8cm | Co-Axial Cannula Bundle | 42142504 Biopsy needles | A4215 | NEEDLE, STERILE, ANY SIZE, EACH | Co-Axial Cannula Bundle 15ga x 6.8cm | NEEDLE, BIOPSY, COAXIAL, 15 GAX6.8 CM, CANNULA, BUNDLE, SHARP STYLET, BLUNT STYLET, FOR USE WITH THE BIOPINCE ULTRA, STERILE, LATEX | NEEDLE, BIOPSY, COAXIAL, 15 GAX6.8 CM, CANNULA, BUNDLE, SHARP STYLET, BLUNT STYLET, FOR USE WITH THE BIOPINCE ULTRA, STERILE, LATEX | NEEDLE, BX, COAX, 15 GAX6.8 CM, CANN, BNDL, SHRP STYL, BLNT STYL, FOR USE W/ THE BIOPINCE ULTRA, STRL, LTX | NEEDLE, BX, COAX, 15 GAX6.8 CM, CANN, BNDL, SHRP STYL, STRL, LTX | 56 | NEEDLE | BIOPSY | COAXIAL |  |  | 15 GAX6.8 CM |  |  |  |  | CANNULA, BUNDLE, SHARP STYLET, BLUNT STYLET, FOR USE WITH THE BIOPINCE ULTRA |  |  |  | STERILE |  | LATEX |  |  | https://accessgudid.nlm.nih.gov/devices/00886333225859 | [28 empty] | QC Completed | Production Completed
PDG | 016-249 |  | CHJ | THIRD PARTY | CHJ | OK | CND | OK | Data Enrichment ¦ UNSPSC Classification | [12 empty] | 724 | 724 | ARGON MEDICAL DEVICES INC | ARGON MEDICAL | ARGON MEDICAL DEVICES INC | MCXB1610BPU | MCXB1610BPU | MCXB1610BPU | ARGON | MCXB1610BPU | MCXB1610BPU | ARGON_MCXB1610BPU |  |  |  | Co-Axial Cannula Bundle 14GA X 6.8CM Sharp Stylet Blunt Stylet For Use With The Biopince Ultra |  | 329 | PRODIGO1073373 |  | MCXB1610BPU | MCXB1610BPU | ARGON MEDICAL DEVICES, INC. | Co-Axial Cannula Bundle 14ga x 6.8cm | Co-Axial Cannula Bundle | 42142504 Biopsy needles | A4215 | NEEDLE, STERILE, ANY SIZE, EACH | Co-Axial Cannula Bundle 14ga x 6.8cm | NEEDLE, BIOPSY, COAXIAL, 14 GAX6.8 CM, CANNULA, BUNDLE, SHARP STYLET, BLUNT STYLET, FOR USE WITH THE BIOPINCE ULTRA, STERILE, LATEX | NEEDLE, BIOPSY, COAXIAL, 14 GAX6.8 CM, CANNULA, BUNDLE, SHARP STYLET, BLUNT STYLET, FOR USE WITH THE BIOPINCE ULTRA, STERILE, LATEX | NEEDLE, BX, COAX, 14 GAX6.8 CM, CANN, BNDL, SHRP STYL, BLNT STYL, FOR USE W/ THE BIOPINCE ULTRA, STRL, LTX | NEEDLE, BX, COAX, 14 GAX6.8 CM, CANN, BNDL, SHRP STYL, STRL, LTX | 56 | NEEDLE | BIOPSY | COAXIAL |  |  | 14 GAX6.8 CM |  |  |  |  | CANNULA, BUNDLE, SHARP STYLET, BLUNT STYLET, FOR USE WITH THE BIOPINCE ULTRA |  |  |  | STERILE |  | LATEX |  |  | https://accessgudid.nlm.nih.gov/devices/00886333225903 | [28 empty] | QC Completed | Production Completed
PDG | 016-249 |  | CHJ | THIRD PARTY | CHJ | OK | CND | OK | Data Enrichment ¦ UNSPSC Classification | [12 empty] | 725 | 725 | ARGON MEDICAL DEVICES INC | ARGON MEDICAL | ARGON MEDICAL DEVICES INC | MCXB1615BP | MCXB1615BP | MCXB1615BP | ARGON | MCXB1615BP | MCXB1615BP | ARGON_MCXB1615BP |  |  |  | Co-Axial Cannula Bundle 15GA X 11.8CM Sharp Stylet Blunt Stylet For Use With The Biopince Ultra |  | 329 | PRODIGO1073374 |  | MCXB1615BP | MCXB1615BP | ARGON MEDICAL DEVICES, INC. | Co-Axial Cannula Bundle 15ga x 11.8cm | Co-Axial Cannula Bundle | 42142504 Biopsy needles | A4215 | NEEDLE, STERILE, ANY SIZE, EACH | Co-Axial Cannula Bundle 15ga x 11.8cm | NEEDLE, BIOPSY, COAXIAL, 15 GAX11.8 CM, CANNULA, BUNDLE, SHARP STYLET, BLUNT STYLET, FOR USE WITH THE BIOPINCE ULTRA, STERILE, LATEX | NEEDLE, BIOPSY, COAXIAL, 15 GAX11.8 CM, CANNULA, BUNDLE, SHARP STYLET, BLUNT STYLET, FOR USE WITH THE BIOPINCE ULTRA, STERILE, LATEX | NEEDLE, BX, COAX, 15 GAX11.8 CM, CANN, BNDL, SHRP STYL, BLNT STYL, FOR USE W/ THE BIOPINCE ULTRA, STRL, LTX | NEEDLE, BX, COAX, 15 GAX11.8 CM, CANN, BNDL, SHRP STYL, STRL, LTX | 57 | NEEDLE | BIOPSY | COAXIAL |  |  | 15 GAX11.8 CM |  |  |  |  | CANNULA, BUNDLE, SHARP STYLET, BLUNT STYLET, FOR USE WITH THE BIOPINCE ULTRA |  |  |  | STERILE |  | LATEX |  |  | https://accessgudid.nlm.nih.gov/devices/00886333225866 | [28 empty] | QC Completed | Production Completed
PDG | 016-249 |  | CHJ | THIRD PARTY | CHJ | OK | CND | OK | Data Enrichment ¦ UNSPSC Classification | [12 empty] | 726 | 726 | ARGON MEDICAL DEVICES INC | ARGON MEDICAL | ARGON MEDICAL DEVICES INC | MCXB1615BPU | MCXB1615BPU | MCXB1615BPU | ARGON | MCXB1615BPU | MCXB1615BPU | ARGON_MCXB1615BPU |  |  |  | Co-Axial Cannula Bundle 14GA X 11.8CM Sharp Stylet Blunt Stylet For Use With The Biopince Ultra |  | 329 | PRODIGO1073375 |  | MCXB1615BPU | MCXB1615BPU | ARGON MEDICAL DEVICES, INC. | Co-Axial Cannula Bundle 14ga x 11.8cm | Co-Axial Cannula Bundle | 42142504 Biopsy needles | A4215 | NEEDLE, STERILE, ANY SIZE, EACH | Co-Axial Cannula Bundle 14ga x 11.8cm | NEEDLE, BIOPSY, COAXIAL, 14 GAX11.8 CM, CANNULA, BUNDLE, SHARP STYLET, BLUNT STYLET, FOR USE WITH THE BIOPINCE ULTRA, STERILE, LATEX | NEEDLE, BIOPSY, COAXIAL, 14 GAX11.8 CM, CANNULA, BUNDLE, SHARP STYLET, BLUNT STYLET, FOR USE WITH THE BIOPINCE ULTRA, STERILE, LATEX | NEEDLE, BX, COAX, 14 GAX11.8 CM, CANN, BNDL, SHRP STYL, BLNT STYL, FOR USE W/ THE BIOPINCE ULTRA, STRL, LTX | NEEDLE, BX, COAX, 14 GAX11.8 CM, CANN, BNDL, SHRP STYL, STRL, LTX | 57 | NEEDLE | BIOPSY | COAXIAL |  |  | 14 GAX11.8 CM |  |  |  |  | CANNULA, BUNDLE, SHARP STYLET, BLUNT STYLET, FOR USE WITH THE BIOPINCE ULTRA |  |  |  | STERILE |  | LATEX |  |  | https://accessgudid.nlm.nih.gov/devices/00886333225910 | [28 empty] | QC Completed | Production Completed
PDG | 016-249 |  | CHJ | THIRD PARTY | CHJ | OK | CND | OK | Data Enrichment ¦ UNSPSC Classification | [12 empty] | 727 | 727 | ARGON MEDICAL DEVICES INC | ARGON MEDICAL | ARGON MEDICAL DEVICES INC | MCXB1810BP | MCXB1810BP | MCXB1810BP | ARGON | MCXB1810BP | MCXB1810BP | ARGON_MCXB1810BP |  |  |  | Co-Axial Cannula Bundle 17GA X 6.8CM Sharp Stylet Blunt Stylet For Use With The Biopince Ultra |  | 329 | PRODIGO1073376 |  | MCXB1810BP | MCXB1810BP | ARGON MEDICAL DEVICES, INC. | Co-Axial Cannula Bundle 17ga x 6.8cm | Co-Axial Cannula Bundle | 42142504 Biopsy needles | A4215 | NEEDLE, STERILE, ANY SIZE, EACH | Co-Axial Cannula Bundle 17ga x 6.8cm | NEEDLE, BIOPSY, COAXIAL, 17 GAX6.8 CM, CANNULA, BUNDLE, SHARP STYLET, BLUNT STYLET, FOR USE WITH THE BIOPINCE ULTRA, STERILE, LATEX | NEEDLE, BIOPSY, COAXIAL, 17 GAX6.8 CM, CANNULA, BUNDLE, SHARP STYLET, BLUNT STYLET, FOR USE WITH THE BIOPINCE ULTRA, STERILE, LATEX | NEEDLE, BX, COAX, 17 GAX6.8 CM, CANN, BNDL, SHRP STYL, BLNT STYL, FOR USE W/ THE BIOPINCE ULTRA, STRL, LTX | NEEDLE, BX, COAX, 17 GAX6.8 CM, CANN, BNDL, SHRP STYL, STRL, LTX | 56 | NEEDLE | BIOPSY | COAXIAL |  |  | 17 GAX6.8 CM |  |  |  |  | CANNULA, BUNDLE, SHARP STYLET, BLUNT STYLET, FOR USE WITH THE BIOPINCE ULTRA |  |  |  | STERILE |  | LATEX |  |  | https://accessgudid.nlm.nih.gov/devices/00886333225873 | [28 empty] | QC Completed | Production Completed
PDG | 016-249 |  | CHJ | THIRD PARTY | CHJ | OK | CND | OK | Data Enrichment ¦ UNSPSC Classification | [12 empty] | 728 | 728 | ARGON MEDICAL DEVICES INC | ARGON MEDICAL | ARGON MEDICAL DEVICES INC | MCXB1810BPU | MCXB1810BPU | MCXB1810BPU | ARGON | MCXB1810BPU | MCXB1810BPU | ARGON_MCXB1810BPU |  |  |  | Co-Axial Cannula Bundle 16GA X 6.8CM Sharp Stylet Blunt Stylet For Use With The Biopince Ultra |  | 329 | PRODIGO1073377 |  | MCXB1810BPU | MCXB1810BPU | ARGON MEDICAL DEVICES, INC. | Co-Axial Cannula Bundle 16ga x 6.8cm | Co-Axial Cannula Bundle | 42142504 Biopsy needles | A4215 | NEEDLE, STERILE, ANY SIZE, EACH | Co-Axial Cannula Bundle 16ga x 6.8cm | NEEDLE, BIOPSY, COAXIAL, 16 GAX6.8 CM, CANNULA, BUNDLE, SHARP STYLET, BLUNT STYLET, FOR USE WITH THE BIOPINCE ULTRA, STERILE, LATEX | NEEDLE, BIOPSY, COAXIAL, 16 GAX6.8 CM, CANNULA, BUNDLE, SHARP STYLET, BLUNT STYLET, FOR USE WITH THE BIOPINCE ULTRA, STERILE, LATEX | NEEDLE, BX, COAX, 16 GAX6.8 CM, CANN, BNDL, SHRP STYL, BLNT STYL, FOR USE W/ THE BIOPINCE ULTRA, STRL, LTX | NEEDLE, BX, COAX, 16 GAX6.8 CM, CANN, BNDL, SHRP STYL, STRL, LTX | 56 | NEEDLE | BIOPSY | COAXIAL |  |  | 16 GAX6.8 CM |  |  |  |  | CANNULA, BUNDLE, SHARP STYLET, BLUNT STYLET, FOR USE WITH THE BIOPINCE ULTRA |  |  |  | STERILE |  | LATEX |  |  | https://accessgudid.nlm.nih.gov/devices/00886333225927 | [28 empty] | QC Completed | Production Completed
PDG | 016-249 |  | CHJ | THIRD PARTY | CHJ | OK | CND | OK | Data Enrichment ¦ UNSPSC Classification | [12 empty] | 729 | 729 | ARGON MEDICAL DEVICES INC | ARGON MEDICAL | ARGON MEDICAL DEVICES INC | MCXB1815BP | MCXB1815BP | MCXB1815BP | ARGON | MCXB1815BP | MCXB1815BP | ARGON_MCXB1815BP |  |  |  | Co-Axial Cannula Bundle 17GA X 11.8CM Sharp Stylet Blunt Stylet For Use With The Biopince Ultra |  | 329 | PRODIGO1073378 |  | MCXB1815BP | MCXB1815BP | ARGON MEDICAL DEVICES, INC. | Co-Axial Cannula Bundle 17ga x 11.8cm | Co-Axial Cannula Bundle | 42142504 Biopsy needles | A4215 | NEEDLE, STERILE, ANY SIZE, EACH | Co-Axial Cannula Bundle 17ga x 11.8cm | NEEDLE, BIOPSY, COAXIAL, 17 GAX11.8 CM, CANNULA, BUNDLE, SHARP STYLET, BLUNT STYLET, FOR USE WITH THE BIOPINCE ULTRA, STERILE, LATEX | NEEDLE, BIOPSY, COAXIAL, 17 GAX11.8 CM, CANNULA, BUNDLE, SHARP STYLET, BLUNT STYLET, FOR USE WITH THE BIOPINCE ULTRA, STERILE, LATEX | NEEDLE, BX, COAX, 17 GAX11.8 CM, CANN, BNDL, SHRP STYL, BLNT STYL, FOR USE W/ THE BIOPINCE ULTRA, STRL, LTX | NEEDLE, BX, COAX, 17 GAX11.8 CM, CANN, BNDL, SHRP STYL, STRL, LTX | 57 | NEEDLE | BIOPSY | COAXIAL |  |  | 17 GAX11.8 CM |  |  |  |  | CANNULA, BUNDLE, SHARP STYLET, BLUNT STYLET, FOR USE WITH THE BIOPINCE ULTRA |  |  |  | STERILE |  | LATEX |  |  | https://accessgudid.nlm.nih.gov/devices/00886333225880 | [28 empty] | QC Completed | Production Completed
PDG | 016-249 |  | CHJ | THIRD PARTY | CHJ | OK | CND | OK | Data Enrichment ¦ UNSPSC Classification | [12 empty] | 730 | 730 | ARGON MEDICAL DEVICES INC | ARGON MEDICAL | ARGON MEDICAL DEVICES INC | MCXB1815BPU | MCXB1815BPU | MCXB1815BPU | ARGON | MCXB1815BPU | MCXB1815BPU | ARGON_MCXB1815BPU |  |  |  | Co-Axial Cannula Bundle 16GA X 11.8CM Sharp Stylet Blunt Stylet For Use With The Biopince Ultra |  | 329 | PRODIGO1073379 |  | MCXB1815BPU | MCXB1815BPU | ARGON MEDICAL DEVICES, INC. | Co-Axial Cannula Bundle 16ga x 11.8cm | Co-Axial Cannula Bundle | 42142504 Biopsy needles | A4215 | NEEDLE, STERILE, ANY SIZE, EACH | Co-Axial Cannula Bundle 16ga x 11.8cm | NEEDLE, BIOPSY, COAXIAL, 16 GAX11.8 CM, CANNULA, BUNDLE, SHARP STYLET, BLUNT STYLET, FOR USE WITH THE BIOPINCE ULTRA, STERILE, LATEX | NEEDLE, BIOPSY, COAXIAL, 16 GAX11.8 CM, CANNULA, BUNDLE, SHARP STYLET, BLUNT STYLET, FOR USE WITH THE BIOPINCE ULTRA, STERILE, LATEX | NEEDLE, BX, COAX, 16 GAX11.8 CM, CANN, BNDL, SHRP STYL, BLNT STYL, FOR USE W/ THE BIOPINCE ULTRA, STRL, LTX | NEEDLE, BX, COAX, 16 GAX11.8 CM, CANN, BNDL, SHRP STYL, STRL, LTX | 57 | NEEDLE | BIOPSY | COAXIAL |  |  | 16 GAX11.8 CM |  |  |  |  | CANNULA, BUNDLE, SHARP STYLET, BLUNT STYLET, FOR USE WITH THE BIOPINCE ULTRA |  |  |  | STERILE |  | LATEX |  |  | https://accessgudid.nlm.nih.gov/devices/00886333225934 | [28 empty] | QC Completed | Production Completed
PDG | 016-249 |  | CHJ | THIRD PARTY | CHJ | OK | CND | OK | Data Enrichment ¦ UNSPSC Classification | [12 empty] | 731 | 731 | ARGON MEDICAL DEVICES INC | ARGON MEDICAL | ARGON MEDICAL DEVICES INC | MCXB1820BP | MCXB1820BP | MCXB1820BP | ARGON | MCXB1820BP | MCXB1820BP | ARGON_MCXB1820BP |  |  |  | Co-Axial Cannula Bundle 17GA X 16.8CM Sharp Stylet Blunt Stylet For Use With The Biopince Ultra |  | 329 | PRODIGO1073380 |  | MCXB1820BP | MCXB1820BP | ARGON MEDICAL DEVICES, INC. | Co-Axial Cannula Bundle 17ga x 16.8cm | Co-Axial Cannula Bundle | 42142504 Biopsy needles | A4215 | NEEDLE, STERILE, ANY SIZE, EACH | Co-Axial Cannula Bundle 17ga x 16.8cm | NEEDLE, BIOPSY, COAXIAL, 17 GAX16.8 CM, CANNULA, BUNDLE, SHARP STYLET, BLUNT STYLET, FOR USE WITH THE BIOPINCE ULTRA, STERILE, LATEX | NEEDLE, BIOPSY, COAXIAL, 17 GAX16.8 CM, CANNULA, BUNDLE, SHARP STYLET, BLUNT STYLET, FOR USE WITH THE BIOPINCE ULTRA, STERILE, LATEX | NEEDLE, BX, COAX, 17 GAX16.8 CM, CANN, BNDL, SHRP STYL, BLNT STYL, FOR USE W/ THE BIOPINCE ULTRA, STRL, LTX | NEEDLE, BX, COAX, 17 GAX16.8 CM, CANN, BNDL, SHRP STYL, STRL, LTX | 57 | NEEDLE | BIOPSY | COAXIAL |  |  | 17 GAX16.8 CM |  |  |  |  | CANNULA, BUNDLE, SHARP STYLET, BLUNT STYLET, FOR USE WITH THE BIOPINCE ULTRA |  |  |  | STERILE |  | LATEX |  |  | https://accessgudid.nlm.nih.gov/devices/00886333225897 | [28 empty] | QC Completed | Production Completed
PDG | 016-249 |  | CHJ | THIRD PARTY | CHJ | OK | CND | OK | Data Enrichment ¦ UNSPSC Classification | [12 empty] | 732 | 732 | ARGON MEDICAL DEVICES INC | ARGON MEDICAL | ARGON MEDICAL DEVICES INC | MCXB1820BPU | MCXB1820BPU | MCXB1820BPU | ARGON | MCXB1820BPU | MCXB1820BPU | ARGON_MCXB1820BPU |  |  |  | Co-Axial Cannula Bundle 16GA X 16.8CM Sharp Stylet Blunt Stylet For Use With The Biopince Ultra |  | 329 | PRODIGO1073381 |  | MCXB1820BPU | MCXB1820BPU | ARGON MEDICAL DEVICES, INC. | Co-Axial Cannula Bundle 16ga x 16.8cm | Co-Axial Cannula Bundle | 42142504 Biopsy needles | A4215 | NEEDLE, STERILE, ANY SIZE, EACH | Co-Axial Cannula Bundle 16ga x 16.8cm | NEEDLE, BIOPSY, COAXIAL, 16 GAX16.8 CM, CANNULA, BUNDLE, SHARP STYLET, BLUNT STYLET, FOR USE WITH THE BIOPINCE ULTRA, STERILE, LATEX | NEEDLE, BIOPSY, COAXIAL, 16 GAX16.8 CM, CANNULA, BUNDLE, SHARP STYLET, BLUNT STYLET, FOR USE WITH THE BIOPINCE ULTRA, STERILE, LATEX | NEEDLE, BX, COAX, 16 GAX16.8 CM, CANN, BNDL, SHRP STYL, BLNT STYL, FOR USE W/ THE BIOPINCE ULTRA, STRL, LTX | NEEDLE, BX, COAX, 16 GAX16.8 CM, CANN, BNDL, SHRP STYL, STRL, LTX | 57 | NEEDLE | BIOPSY | COAXIAL |  |  | 16 GAX16.8 CM |  |  |  |  | CANNULA, BUNDLE, SHARP STYLET, BLUNT STYLET, FOR USE WITH THE BIOPINCE ULTRA |  |  |  | STERILE |  | LATEX |  |  | https://accessgudid.nlm.nih.gov/devices/00886333225941 | [28 empty] | QC Completed | Production Completed
PDG | 016-249 |  | CHJ | THIRD PARTY | CHJ | OK | CND | OK | Data Enrichment ¦ UNSPSC Classification | [12 empty] | 733 | 733 | ARGON MEDICAL DEVICES INC | ARGON MEDICAL | ARGON MEDICAL DEVICES INC | MCXS1408SX | MCXS1408SX | MCXS1408SX | ARGON | MCXS1408SX | MCXS1408SX | ARGON_MCXS1408SX |  |  |  | Co-Axial Introducer Needle 13GA X 3.5CM |  | 329 | PRODIGO1073382 |  | MCXS1408SX | MCXS1408SX | ARGON MEDICAL DEVICES, INC. | Co-Axial Introducer Needle 13ga x 3.5cm | Co-Axial Introducer Needle | 42142504 Biopsy needles | A4215 | NEEDLE, STERILE, ANY SIZE, EACH | Co-Axial Introducer Needle 13ga x 3.5cm | NEEDLE, INTRODUCER, COAXIAL, 13 GAX3.5 CM, STERILE, LATEX | NEEDLE, INTRODUCER, COAXIAL, 13 GAX3.5 CM, STERILE, LATEX | NEEDLE, INTRO, COAX, 13 GAX3.5 CM, STRL, LTX | NEEDLE, INTRO, COAX, 13 GAX3.5 CM, STRL, LTX | 39 | NEEDLE | INTRODUCER | COAXIAL |  |  | 13 GAX3.5 CM | [8 empty] | STERILE |  | LATEX |  |  | https://accessgudid.nlm.nih.gov/devices/00886333002375 |  |  |  |  | Classified to nearest commodity Level | [23 empty] | QC Completed | Production Completed
PDG | 016-249 |  | CHJ | THIRD PARTY | CHJ | OK | CND | OK | Data Enrichment ¦ UNSPSC Classification | [12 empty] | 734 | 734 | ARGON MEDICAL DEVICES INC | ARGON MEDICAL | ARGON MEDICAL DEVICES INC | MCXS1409LX | MCXS1409LX | MCXS1409LX | ARGON | MCXS1409LX | MCXS1409LX | ARGON_MCXS1409LX |  |  |  | Co-Axial Introducer Needle 13GA X 3.9CM |  | 329 | PRODIGO1073383 |  | MCXS1409LX | MCXS1409LX | ARGON MEDICAL DEVICES, INC. | Co-Axial Introducer Needle 13ga x 3.9cm | Co-Axial Introducer Needle | 42142504 Biopsy needles | A4215 | NEEDLE, STERILE, ANY SIZE, EACH | Co-Axial Introducer Needle 13ga x 3.9cm | NEEDLE, INTRODUCER, COAXIAL, 13 GAX3.9 CM, STERILE, LATEX | NEEDLE, INTRODUCER, COAXIAL, 13 GAX3.9 CM, STERILE, LATEX | NEEDLE, INTRO, COAX, 13 GAX3.9 CM, STRL, LTX | NEEDLE, INTRO, COAX, 13 GAX3.9 CM, STRL, LTX | 39 | NEEDLE | INTRODUCER | COAXIAL |  |  | 13 GAX3.9 CM | [8 empty] | STERILE |  | LATEX |  |  | https://accessgudid.nlm.nih.gov/devices/00886333002368 |  |  |  |  | Classified to nearest commodity Level | [23 empty] | QC Completed | Production Completed
PDG | 016-249 |  | CHJ | THIRD PARTY | CHJ | OK | CND | OK | Data Enrichment ¦ UNSPSC Classification | [12 empty] | 735 | 735 | ARGON MEDICAL DEVICES INC | ARGON MEDICAL | ARGON MEDICAL DEVICES INC | MCXS1410AX | MCXS1410AX | MCXS1410AX | ARGON | MCXS1410AX | MCXS1410AX | ARGON_MCXS1410AX |  |  |  | Co-Axial Introducer Needle 13GA X 4.6CM For Use With The Promag ACN And Osty Core Bone Biopsy Instruments |  | 329 | PRODIGO1073384 |  | MCXS1410AX | MCXS1410AX | ARGON MEDICAL DEVICES, INC. | Co-Axial Introducer Needle 13ga x 4.6cm | Co-Axial Introducer Needle | 42142504 Biopsy needles | A4215 | NEEDLE, STERILE, ANY SIZE, EACH | Co-Axial Introducer Needle 13ga x 4.6cm | NEEDLE, INTRODUCER, COAXIAL, 13 GAX4.6 CM, FOR USE WITH THE PROMAG ACN, OSTY-CORE BONE BIOPSY INSTRUMENT, STERILE, LATEX | NEEDLE, INTRODUCER, COAXIAL, 13 GAX4.6 CM, FOR USE WITH THE PROMAG ACN, OSTY-CORE BONE BIOPSY INSTRUMENT, STERILE, LATEX | NEEDLE, INTRO, COAX, 13 GAX4.6 CM, FOR USE W/ THE PROMAG ACN, OSTY-CORE BNE BX INSTRUMENT, STRL, LTX | NEEDLE, INTRO, COAX, 13 GAX4.6 CM, FOR USE W/ THE PROMAG ACN | 56 | NEEDLE | INTRODUCER | COAXIAL |  |  | 13 GAX4.6 CM |  |  |  |  | FOR USE WITH THE PROMAG ACN, OSTY-CORE BONE BIOPSY INSTRUMENT |  |  |  | STERILE |  | LATEX |  |  | https://accessgudid.nlm.nih.gov/devices/00886333002351 |  |  |  |  | Classified to nearest commodity Level | [23 empty] | QC Completed | Production Completed
PDG | 016-249 |  | CHJ | THIRD PARTY | CHJ | OK | CND | OK | Data Enrichment ¦ UNSPSC Classification | [12 empty] | 736 | 736 | ARGON MEDICAL DEVICES INC | ARGON MEDICAL | ARGON MEDICAL DEVICES INC | MCXS1410BP | MCXS1410BP | MCXS1410BP | ARGON | MCXS1410BP | MCXS1410BP | ARGON_MCXS1410BP |  |  |  | Co-Axial Introducer Needle 13GA X 6.8CM For Use With The Biopince Ultra |  | 329 | PRODIGO1073385 |  | MCXS1410BP | MCXS1410BP | ARGON MEDICAL DEVICES, INC. | Co-Axial Introducer Needle 13ga x 6.8cm | Co-Axial Introducer Needle | 42142504 Biopsy needles | A4215 | NEEDLE, STERILE, ANY SIZE, EACH | Co-Axial Introducer Needle 13ga x 6.8cm | NEEDLE, INTRODUCER, COAXIAL, 13 GAX6.8 CM, FOR USE WITH THE BIOPINCE ULTRA, STERILE, LATEX | NEEDLE, INTRODUCER, COAXIAL, 13 GAX6.8 CM, FOR USE WITH THE BIOPINCE ULTRA, STERILE, LATEX | NEEDLE, INTRO, COAX, 13 GAX6.8 CM, FOR USE W/ THE BIOPINCE ULTRA, STRL, LTX | NEEDLE, INTRO, COAX, 13 GAX6.8 CM, FOR USE W/ THE BIOPINCE ULTRA | 60 | NEEDLE | INTRODUCER | COAXIAL |  |  | 13 GAX6.8 CM |  |  |  |  | FOR USE WITH THE BIOPINCE ULTRA |  |  |  | STERILE |  | LATEX |  |  | https://accessgudid.nlm.nih.gov/devices/00886333002344 |  |  |  |  | Classified to nearest commodity Level | [23 empty] | QC Completed | Production Completed
PDG | 016-249 |  | CHJ | THIRD PARTY | CHJ | OK | CND | OK | Data Enrichment ¦ UNSPSC Classification | [12 empty] | 737 | 737 | ARGON MEDICAL DEVICES INC | ARGON MEDICAL | ARGON MEDICAL DEVICES INC | MCXS1410MX | MCXS1410MX | MCXS1410MX | ARGON | MCXS1410MX | MCXS1410MX | ARGON_MCXS1410MX |  |  |  | Co-Axial Introducer Needle 13GA X 4.3CM For Use With Ultracore |  | 329 | PRODIGO1073386 |  | MCXS1410MX | MCXS1410MX | ARGON MEDICAL DEVICES, INC. | Co-Axial Introducer Needle 13ga x 4.3cm | Co-Axial Introducer Needle | 42142504 Biopsy needles | A4215 | NEEDLE, STERILE, ANY SIZE, EACH | Co-Axial Introducer Needle 13ga x 4.3cm | NEEDLE, INTRODUCER, COAXIAL, 13 GAX4.3 CM, FOR USE WITH ULTRACORE, STERILE, LATEX | NEEDLE, INTRODUCER, COAXIAL, 13 GAX4.3 CM, FOR USE WITH ULTRACORE, STERILE, LATEX | NEEDLE, INTRO, COAX, 13 GAX4.3 CM, FOR USE W/ ULTRACORE, STRL, LTX | NEEDLE, INTRO, COAX, 13 GAX4.3 CM, FOR USE W/ ULTRACORE, STRL, LTX | 60 | NEEDLE | INTRODUCER | COAXIAL |  |  | 13 GAX4.3 CM |  |  |  |  | FOR USE WITH ULTRACORE |  |  |  | STERILE |  | LATEX |  |  | https://accessgudid.nlm.nih.gov/devices/00886333002337 |  |  |  |  | Classified to nearest commodity Level | [23 empty] | QC Completed | Production Completed
PDG | 016-249 |  | CHJ | THIRD PARTY | CHJ | OK | CND | OK | Data Enrichment ¦ UNSPSC Classification | [12 empty] | 738 | 738 | ARGON MEDICAL DEVICES INC | ARGON MEDICAL | ARGON MEDICAL DEVICES INC | MCXS1410TX | MCXS1410TX | MCXS1410TX | ARGON | MCXS1410TX | MCXS1410TX | ARGON_MCXS1410TX |  |  |  | Co-Axial Introducer Needle 13GA X 5.1CM For Tru-Core |  | 329 | PRODIGO1073387 |  | MCXS1410TX | MCXS1410TX | ARGON MEDICAL DEVICES, INC. | Co-Axial Introducer Needle 13ga x 5.1cm | Co-Axial Introducer Needle | 42142504 Biopsy needles | A4215 | NEEDLE, STERILE, ANY SIZE, EACH | Co-Axial Introducer Needle 13ga x 5.1cm | NEEDLE, INTRODUCER, COAXIAL, 13 GAX5.1 CM, FOR TRU-CORE, STERILE, LATEX | NEEDLE, INTRODUCER, COAXIAL, 13 GAX5.1 CM, FOR TRU-CORE, STERILE, LATEX | NEEDLE, INTRO, COAX, 13 GAX5.1 CM, FOR TRU-CORE, STRL, LTX | NEEDLE, INTRO, COAX, 13 GAX5.1 CM, FOR TRU-CORE, STRL, LTX | 52 | NEEDLE | INTRODUCER | COAXIAL |  |  | 13 GAX5.1 CM |  |  |  |  | FOR TRU-CORE |  |  |  | STERILE |  | LATEX |  |  | https://accessgudid.nlm.nih.gov/devices/00886333002320 |  |  |  |  | Classified to nearest commodity Level | [23 empty] | QC Completed | Production Completed
PDG | 016-249 |  | CHJ | THIRD PARTY | CHJ | OK | CND | OK | Data Enrichment ¦ UNSPSC Classification | [12 empty] | 739 | 739 | ARGON MEDICAL DEVICES INC | ARGON MEDICAL | ARGON MEDICAL DEVICES INC | MCXS1412SX | MCXS1412SX | MCXS1412SX | ARGON | MCXS1412SX | MCXS1412SX | ARGON_MCXS1412SX |  |  |  | Co-Axial Introducer Needle 13GA X 7.5CM |  | 329 | PRODIGO1073388 |  | MCXS1412SX | MCXS1412SX | ARGON MEDICAL DEVICES, INC. | Co-Axial Introducer Needle 13ga x 7.5cm | Co-Axial Introducer Needle | 42142504 Biopsy needles | A4215 | NEEDLE, STERILE, ANY SIZE, EACH | Co-Axial Introducer Needle 13ga x 7.5cm | NEEDLE, INTRODUCER, COAXIAL, 13 GAX7.5 CM, STERILE, LATEX | NEEDLE, INTRODUCER, COAXIAL, 13 GAX7.5 CM, STERILE, LATEX | NEEDLE, INTRO, COAX, 13 GAX7.5 CM, STRL, LTX | NEEDLE, INTRO, COAX, 13 GAX7.5 CM, STRL, LTX | 39 | NEEDLE | INTRODUCER | COAXIAL |  |  | 13 GAX7.5 CM | [8 empty] | STERILE |  | LATEX |  |  | https://accessgudid.nlm.nih.gov/devices/00886333002313 |  |  |  |  | Classified to nearest commodity Level | [23 empty] | QC Completed | Production Completed
PDG | 016-249 |  | CHJ | THIRD PARTY | CHJ | OK | CND | OK | Data Enrichment ¦ UNSPSC Classification | [12 empty] | 740 | 740 | ARGON MEDICAL DEVICES INC | ARGON MEDICAL | ARGON MEDICAL DEVICES INC | MCXS1415BP | MCXS1415BP | MCXS1415BP | ARGON | MCXS1415BP | MCXS1415BP | ARGON_MCXS1415BP |  |  |  | Co-Axial Introducer Needle 13GA X 11.8CM For Use With The Biopince Ultra |  | 329 | PRODIGO1073389 |  | MCXS1415BP | MCXS1415BP | ARGON MEDICAL DEVICES, INC. | Co-Axial Introducer Needle 13ga x 11.8cm | Co-Axial Introducer Needle | 42142504 Biopsy needles | A4215 | NEEDLE, STERILE, ANY SIZE, EACH | Co-Axial Introducer Needle 13ga x 11.8cm | NEEDLE, INTRODUCER, COAXIAL, 13 GAX11.8 CM, FOR USE WITH THE BIOPINCE ULTRA, STERILE, LATEX | NEEDLE, INTRODUCER, COAXIAL, 13 GAX11.8 CM, FOR USE WITH THE BIOPINCE ULTRA, STERILE, LATEX | NEEDLE, INTRO, COAX, 13 GAX11.8 CM, FOR USE W/ THE BIOPINCE ULTRA, STRL, LTX | NEEDLE, INTRO, COAX, 13 GAX11.8 CM, FOR USE W/ THE BIOPINCE, STRL | 60 | NEEDLE | INTRODUCER | COAXIAL |  |  | 13 GAX11.8 CM |  |  |  |  | FOR USE WITH THE BIOPINCE ULTRA |  |  |  | STERILE |  | LATEX |  |  | https://accessgudid.nlm.nih.gov/devices/00886333002306 |  |  |  |  | Classified to nearest commodity Level | [23 empty] | QC Completed | Production Completed
PDG | 016-249 |  | CHJ | SOURCED | CHJ | OK | CND | OK | Data Enrichment ¦ UNSPSC Classification | [12 empty] | 741 | 741 | ARGON MEDICAL DEVICES INC | ARGON MEDICAL | ARGON MEDICAL DEVICES INC | MCXS1415LX | MCXS1415LX | MCXS1415LX | ARGON | MCXS1415LX | MCXS1415LX | ARGON_MCXS1415LX |  |  |  | Co-Axial Introducer Needle 13GA X 9.9CM |  | 329 | PRODIGO1073390 |  | MCXS1415LX | MCXS1415LX | ARGON MEDICAL DEVICES, INC. | Co-Axial Introducer Needle 13ga x 9.9cm | Co-Axial Introducer Needle | 42142504 Biopsy needles | A4215 | NEEDLE, STERILE, ANY SIZE, EACH | Optional Co-axial Introducer Needles 13G x 9.9 cm co-axial to 701114150 | NEEDLE, INTRODUCER, COAXIAL, 13 GAX9.9 CM, STERILE, LATEX | NEEDLE, INTRODUCER, COAXIAL, 13 GAX9.9 CM, STERILE, LATEX | NEEDLE, INTRO, COAX, 13 GAX9.9 CM, STRL, LTX | NEEDLE, INTRO, COAX, 13 GAX9.9 CM, STRL, LTX | 39 | NEEDLE | INTRODUCER | COAXIAL |  |  | 13 GAX9.9 CM | [8 empty] | STERILE |  | LATEX |  |  | https://www.mediform.cz/data/produktovy-list/01-07%20Super-Core_Semiautomatic%20Biopsy%20Instrument.pdf, https://accessgudid.nlm.nih.gov/devices/00886333002191 | [28 empty] | QC Completed | Production Completed
PDG | 016-249 |  | CHJ | SOURCED | CHJ | OK | CND | OK | Data Enrichment ¦ UNSPSC Classification | [12 empty] | 742 | 742 | ARGON MEDICAL DEVICES INC | ARGON MEDICAL | ARGON MEDICAL DEVICES INC | MCXS1416AX | MCXS1416AX | MCXS1416AX | ARGON | MCXS1416AX | MCXS1416AX | ARGON_MCXS1416AX |  |  |  | Co-Axial Introducer Needle 13GA X 10.6CM For Use With The Promag ACN And Osty Core Bone Biopsy Instruments |  | 329 | PRODIGO1073391 |  | MCXS1416AX | MCXS1416AX | ARGON MEDICAL DEVICES, INC. | Co-Axial Introducer Needle 13ga x 10.6cm | Co-Axial Introducer Needle | 42142504 Biopsy needles | A4215 | NEEDLE, STERILE, ANY SIZE, EACH | Co-axial Introducer Needles 13G x 10.6 cm co-axial to 765014160 | NEEDLE, INTRODUCER, COAXIAL, 13 GAX10.6 CM, FOR USE WITH THE PROMAG ACN, OSTY-CORE BONE BIOPSY INSTRUMENT, STERILE, LATEX | NEEDLE, INTRODUCER, COAXIAL, 13 GAX10.6 CM, FOR USE WITH THE PROMAG ACN, OSTY-CORE BONE BIOPSY INSTRUMENT, STERILE, LATEX | NEEDLE, INTRO, COAX, 13 GAX10.6 CM, FOR USE W/ THE PROMAG ACN, OSTY-CORE BNE BX INSTRUMENT, STRL, LTX | NEEDLE, INTRO, COAX, 13 GAX10.6 CM, FOR USE W/ THE PROMAG ACN | 57 | NEEDLE | INTRODUCER | COAXIAL |  |  | 13 GAX10.6 CM |  |  |  |  | FOR USE WITH THE PROMAG ACN, OSTY-CORE BONE BIOPSY INSTRUMENT |  |  |  | STERILE |  | LATEX |  |  | https://ferprosa.com/app/uploads/2017/09/pistolas-juntas.pdf, https://accessgudid.nlm.nih.gov/devices/00886333002283 | [28 empty] | QC Completed | Production Completed
PDG | 016-249 |  | CHJ | THIRD PARTY | CHJ | OK | CND | OK | Data Enrichment ¦ UNSPSC Classification | [12 empty] | 743 | 743 | ARGON MEDICAL DEVICES INC | ARGON MEDICAL | ARGON MEDICAL DEVICES INC | MCXS1416MX | MCXS1416MX | MCXS1416MX | ARGON | MCXS1416MX | MCXS1416MX | ARGON_MCXS1416MX |  |  |  | Co-Axial Introducer Needle 13GA X 10.3CM For Use With Ultracore |  | 329 | PRODIGO1073392 |  | MCXS1416MX | MCXS1416MX | ARGON MEDICAL DEVICES, INC. | Co-Axial Introducer Needle 13ga x 10.3cm | Co-Axial Introducer Needle | 42142504 Biopsy needles | A4215 | NEEDLE, STERILE, ANY SIZE, EACH | Co-Axial Introducer Needle 13ga x 10.3cm | NEEDLE, INTRODUCER, COAXIAL, 13 GAX10.3 CM, FOR USE WITH ULTRACORE, STERILE, LATEX | NEEDLE, INTRODUCER, COAXIAL, 13 GAX10.3 CM, FOR USE WITH ULTRACORE, STERILE, LATEX | NEEDLE, INTRO, COAX, 13 GAX10.3 CM, FOR USE W/ ULTRACORE, STRL, LTX | NEEDLE, INTRO, COAX, 13 GAX10.3 CM, FOR USE W/ ULTRACORE, STRL | 57 | NEEDLE | INTRODUCER | COAXIAL |  |  | 13 GAX10.3 CM |  |  |  |  | FOR USE WITH ULTRACORE |  |  |  | STERILE |  | LATEX |  |  | https://accessgudid.nlm.nih.gov/devices/00886333002382 |  |  |  |  | Classified to nearest commodity Level | [23 empty] | QC Completed | Production Completed
PDG | 016-249 |  | CHJ | THIRD PARTY | CHJ | OK | CND | OK | Data Enrichment ¦ UNSPSC Classification | [12 empty] | 744 | 744 | ARGON MEDICAL DEVICES INC | ARGON MEDICAL | ARGON MEDICAL DEVICES INC | MCXS1416TX | MCXS1416TX | MCXS1416TX | ARGON | MCXS1416TX | MCXS1416TX | ARGON_MCXS1416TX |  |  |  | Co-Axial Introducer Needle 13GA X 11.1CM For Tru-Core |  | 329 | PRODIGO1073393 |  | MCXS1416TX | MCXS1416TX | ARGON MEDICAL DEVICES, INC. | Co-Axial Introducer Needle 13ga x 11.1cm | Co-Axial Introducer Needle | 42142504 Biopsy needles | A4215 | NEEDLE, STERILE, ANY SIZE, EACH | Co-Axial Introducer Needle 13ga x 11.1cm | NEEDLE, INTRODUCER, COAXIAL, 13 GAX11.1 CM, FOR TRU-CORE, STERILE, LATEX | NEEDLE, INTRODUCER, COAXIAL, 13 GAX11.1 CM, FOR TRU-CORE, STERILE, LATEX | NEEDLE, INTRO, COAX, 13 GAX11.1 CM, FOR TRU-CORE, STRL, LTX | NEEDLE, INTRO, COAX, 13 GAX11.1 CM, FOR TRU-CORE, STRL, LTX | 53 | NEEDLE | INTRODUCER | COAXIAL |  |  | 13 GAX11.1 CM |  |  |  |  | FOR TRU-CORE |  |  |  | STERILE |  | LATEX |  |  | https://accessgudid.nlm.nih.gov/devices/00886333002252 |  |  |  |  | Classified to nearest commodity Level | [23 empty] | QC Completed | Production Completed
PDG | 016-249 |  | CHJ | THIRD PARTY | CHJ | OK | CND | OK | Data Enrichment ¦ UNSPSC Classification | [12 empty] | 745 | 745 | ARGON MEDICAL DEVICES INC | ARGON MEDICAL | ARGON MEDICAL DEVICES INC | MCXS1420LX | MCXS1420LX | MCXS1420LX | ARGON | MCXS1420LX | MCXS1420LX | ARGON_MCXS1420LX |  |  |  | Co-Axial Introducer Needle 13GA X 14.9CM |  | 329 | PRODIGO1073394 |  | MCXS1420LX | MCXS1420LX | ARGON MEDICAL DEVICES, INC. | Co-Axial Introducer Needle 13ga x 14.9cm | Co-Axial Introducer Needle | 42142504 Biopsy needles | A4215 | NEEDLE, STERILE, ANY SIZE, EACH | Co-Axial Introducer Needle 13ga x 14.9cm | NEEDLE, INTRODUCER, COAXIAL, 13 GAX14.9 CM, STERILE, LATEX | NEEDLE, INTRODUCER, COAXIAL, 13 GAX14.9 CM, STERILE, LATEX | NEEDLE, INTRO, COAX, 13 GAX14.9 CM, STRL, LTX | NEEDLE, INTRO, COAX, 13 GAX14.9 CM, STRL, LTX | 40 | NEEDLE | INTRODUCER | COAXIAL |  |  | 13 GAX14.9 CM | [8 empty] | STERILE |  | LATEX |  |  | https://accessgudid.nlm.nih.gov/devices/00886333002238 |  |  |  |  | Classified to nearest commodity Level | [23 empty] | QC Completed | Production Completed
PDG | 016-249 |  | CHJ | THIRD PARTY | CHJ | OK | CND | OK | Data Enrichment ¦ UNSPSC Classification | [12 empty] | 746 | 746 | ARGON MEDICAL DEVICES INC | ARGON MEDICAL | ARGON MEDICAL DEVICES INC | MCXS1608SX | MCXS1608SX | MCXS1608SX | ARGON | MCXS1608SX | MCXS1608SX | ARGON_MCXS1608SX |  |  |  | Co-Axial Introducer Needle 15GA X 3.5CM |  | 329 | PRODIGO1073395 |  | MCXS1608SX | MCXS1608SX | ARGON MEDICAL DEVICES, INC. | Co-Axial Introducer Needle 15ga x 3.5cm | Co-Axial Introducer Needle | 42142504 Biopsy needles | A4215 | NEEDLE, STERILE, ANY SIZE, EACH | Co-Axial Introducer Needle 15ga x 3.5cm | NEEDLE, INTRODUCER, COAXIAL, 15 GAX3.5 CM, STERILE, LATEX | NEEDLE, INTRODUCER, COAXIAL, 15 GAX3.5 CM, STERILE, LATEX | NEEDLE, INTRO, COAX, 15 GAX3.5 CM, STRL, LTX | NEEDLE, INTRO, COAX, 15 GAX3.5 CM, STRL, LTX | 39 | NEEDLE | INTRODUCER | COAXIAL |  |  | 15 GAX3.5 CM | [8 empty] | STERILE |  | LATEX |  |  | https://accessgudid.nlm.nih.gov/devices/00886333002221 |  |  |  |  | Classified to nearest commodity Level | [23 empty] | QC Completed | Production Completed
PDG | 016-249 |  | CHJ | THIRD PARTY | CHJ | OK | CND | OK | Data Enrichment ¦ UNSPSC Classification | [12 empty] | 747 | 747 | ARGON MEDICAL DEVICES INC | ARGON MEDICAL | ARGON MEDICAL DEVICES INC | MCXS1609LX | MCXS1609LX | MCXS1609LX | ARGON | MCXS1609LX | MCXS1609LX | ARGON_MCXS1609LX |  |  |  | Co-Axial Introducer Needle 15GA X 3.9CM |  | 329 | PRODIGO1073396 |  | MCXS1609LX | MCXS1609LX | ARGON MEDICAL DEVICES, INC. | Co-Axial Introducer Needle 15ga x 3.9cm | Co-Axial Introducer Needle | 42142504 Biopsy needles | A4215 | NEEDLE, STERILE, ANY SIZE, EACH | Co-Axial Introducer Needle 15ga x 3.9cm | NEEDLE, INTRODUCER, COAXIAL, 15 GAX3.9 CM, STERILE, LATEX | NEEDLE, INTRODUCER, COAXIAL, 15 GAX3.9 CM, STERILE, LATEX | NEEDLE, INTRO, COAX, 15 GAX3.9 CM, STRL, LTX | NEEDLE, INTRO, COAX, 15 GAX3.9 CM, STRL, LTX | 39 | NEEDLE | INTRODUCER | COAXIAL |  |  | 15 GAX3.9 CM | [8 empty] | STERILE |  | LATEX |  |  | https://accessgudid.nlm.nih.gov/devices/00886333002467 |  |  |  |  | Classified to nearest commodity Level | [23 empty] | QC Completed | Production Completed
PDG | 016-249 |  | CHJ | THIRD PARTY | CHJ | OK | CND | OK | Data Enrichment ¦ UNSPSC Classification | [12 empty] | 748 | 748 | ARGON MEDICAL DEVICES INC | ARGON MEDICAL | ARGON MEDICAL DEVICES INC | MCXS1610BPU | MCXS1610BPU | MCXS1610BPU | ARGON | MCXS1610BPU | MCXS1610BPU | ARGON_MCXS1610BPU |  |  |  | Co-Axial Introducer Needle 14GA X 6.8CM For Use With The Biopince Ultra |  | 329 | PRODIGO1073397 |  | MCXS1610BPU | MCXS1610BPU | ARGON MEDICAL DEVICES, INC. | Co-Axial Introducer Needle 14ga x 6.8cm | Co-Axial Introducer Needle | 42142504 Biopsy needles | A4215 | NEEDLE, STERILE, ANY SIZE, EACH | Co-Axial Introducer Needle 14ga x 6.8cm | NEEDLE, INTRODUCER, COAXIAL, 14 GAX6.8 CM, FOR USE WITH THE BIOPINCE ULTRA, STERILE, LATEX | NEEDLE, INTRODUCER, COAXIAL, 14 GAX6.8 CM, FOR USE WITH THE BIOPINCE ULTRA, STERILE, LATEX | NEEDLE, INTRO, COAX, 14 GAX6.8 CM, FOR USE W/ THE BIOPINCE ULTRA, STRL, LTX | NEEDLE, INTRO, COAX, 14 GAX6.8 CM, FOR USE W/ THE BIOPINCE ULTRA | 60 | NEEDLE | INTRODUCER | COAXIAL |  |  | 14 GAX6.8 CM |  |  |  |  | FOR USE WITH THE BIOPINCE ULTRA |  |  |  | STERILE |  | LATEX |  |  | https://accessgudid.nlm.nih.gov/devices/00886333225576 |  |  |  |  | Classified to nearest commodity Level | [23 empty] | QC Completed | Production Completed
PDG | 016-249 |  | CHJ | THIRD PARTY | CHJ | OK | CND | OK | Data Enrichment ¦ UNSPSC Classification | [12 empty] | 749 | 749 | ARGON MEDICAL DEVICES INC | ARGON MEDICAL | ARGON MEDICAL DEVICES INC | MCXS1610MX | MCXS1610MX | MCXS1610MX | ARGON | MCXS1610MX | MCXS1610MX | ARGON_MCXS1610MX |  |  |  | Co-Axial Introducer Needle 15GA X 4.3CM For Use With Ultracore |  | 329 | PRODIGO1073398 |  | MCXS1610MX | MCXS1610MX | ARGON MEDICAL DEVICES, INC. | Co-Axial Introducer Needle 15ga x 4.3cm | Co-Axial Introducer Needle | 42142504 Biopsy needles | A4215 | NEEDLE, STERILE, ANY SIZE, EACH | Co-Axial Introducer Needle 15ga x 4.3cm | NEEDLE, INTRODUCER, COAXIAL, 15 GAX4.3 CM, FOR USE WITH ULTRACORE, STERILE, LATEX | NEEDLE, INTRODUCER, COAXIAL, 15 GAX4.3 CM, FOR USE WITH ULTRACORE, STERILE, LATEX | NEEDLE, INTRO, COAX, 15 GAX4.3 CM, FOR USE W/ ULTRACORE, STRL, LTX | NEEDLE, INTRO, COAX, 15 GAX4.3 CM, FOR USE W/ ULTRACORE, STRL, LTX | 60 | NEEDLE | INTRODUCER | COAXIAL |  |  | 15 GAX4.3 CM |  |  |  |  | FOR USE WITH ULTRACORE |  |  |  | STERILE |  | LATEX |  |  | https://accessgudid.nlm.nih.gov/devices/00886333002177 |  |  |  |  | Classified to nearest commodity Level | [23 empty] | QC Completed | Production Completed
PDG | 016-249 |  | CHJ | THIRD PARTY | CHJ | OK | CND | OK | Data Enrichment ¦ UNSPSC Classification | [12 empty] | 750 | 750 | ARGON MEDICAL DEVICES INC | ARGON MEDICAL | ARGON MEDICAL DEVICES INC | MCXS1612SX | MCXS1612SX | MCXS1612SX | ARGON | MCXS1612SX | MCXS1612SX | ARGON_MCXS1612SX |  |  |  | Co-Axial Introducer Needle 15GA X 7.5CM |  | 329 | PRODIGO1073400 |  | MCXS1612SX | MCXS1612SX | ARGON MEDICAL DEVICES, INC. | Co-Axial Introducer Needle 15ga x 7.5cm | Co-Axial Introducer Needle | 42142504 Biopsy needles | A4215 | NEEDLE, STERILE, ANY SIZE, EACH | Co-Axial Introducer Needle 15ga x 7.5cm | NEEDLE, INTRODUCER, COAXIAL, 15 GAX7.5 CM, STERILE, LATEX | NEEDLE, INTRODUCER, COAXIAL, 15 GAX7.5 CM, STERILE, LATEX | NEEDLE, INTRO, COAX, 15 GAX7.5 CM, STRL, LTX | NEEDLE, INTRO, COAX, 15 GAX7.5 CM, STRL, LTX | 39 | NEEDLE | INTRODUCER | COAXIAL |  |  | 15 GAX7.5 CM | [8 empty] | STERILE |  | LATEX |  |  | https://accessgudid.nlm.nih.gov/devices/00886333002214 |  |  |  |  | Classified to nearest commodity Level | [23 empty] | QC Completed | Production Completed
PDG | 016-249 |  | CHJ | THIRD PARTY | CHJ | OK | CND | OK | Data Enrichment ¦ UNSPSC Classification | [12 empty] | 751 | 751 | ARGON MEDICAL DEVICES INC | ARGON MEDICAL | ARGON MEDICAL DEVICES INC | MCXS1615BPU | MCXS1615BPU | MCXS1615BPU | ARGON | MCXS1615BPU | MCXS1615BPU | ARGON_MCXS1615BPU |  |  |  | Co-Axial Introducer Needle 14GA X 11.8CM For Use With The Biopince Ultra |  | 329 | PRODIGO1073401 |  | MCXS1615BPU | MCXS1615BPU | ARGON MEDICAL DEVICES, INC. | Co-Axial Introducer Needle 14ga x 11.8cm | Co-Axial Introducer Needle | 42142504 Biopsy needles | A4215 | NEEDLE, STERILE, ANY SIZE, EACH | Co-Axial Introducer Needle 14ga x 11.8cm | NEEDLE, INTRODUCER, COAXIAL, 14 GAX11.8 CM, FOR USE WITH THE BIOPINCE ULTRA, STERILE, LATEX | NEEDLE, INTRODUCER, COAXIAL, 14 GAX11.8 CM, FOR USE WITH THE BIOPINCE ULTRA, STERILE, LATEX | NEEDLE, INTRO, COAX, 14 GAX11.8 CM, FOR USE W/ THE BIOPINCE ULTRA, STRL, LTX | NEEDLE, INTRO, COAX, 14 GAX11.8 CM, FOR USE W/ THE BIOPINCE, STRL | 60 | NEEDLE | INTRODUCER | COAXIAL |  |  | 14 GAX11.8 CM |  |  |  |  | FOR USE WITH THE BIOPINCE ULTRA |  |  |  | STERILE |  | LATEX |  |  | https://accessgudid.nlm.nih.gov/devices/00886333225583 |  |  |  |  | Classified to nearest commodity Level | [23 empty] | QC Completed | Production Completed
PDG | 016-249 |  | CHJ | THIRD PARTY | CHJ | OK | CND | OK | Data Enrichment ¦ UNSPSC Classification | [12 empty] | 752 | 752 | ARGON MEDICAL DEVICES INC | ARGON MEDICAL | ARGON MEDICAL DEVICES INC | MCXS1615LX | MCXS1615LX | MCXS1615LX | ARGON | MCXS1615LX | MCXS1615LX | ARGON_MCXS1615LX |  |  |  | Co-Axial Introducer Needle 15GA X 9.9CM |  | 329 | PRODIGO1073402 |  | MCXS1615LX | MCXS1615LX | ARGON MEDICAL DEVICES, INC. | Co-Axial Introducer Needle 15ga x 9.9cm | Co-Axial Introducer Needle | 42142504 Biopsy needles | A4215 | NEEDLE, STERILE, ANY SIZE, EACH | Co-Axial Introducer Needle 15ga x 9.9cm | NEEDLE, INTRODUCER, COAXIAL, 15 GAX9.9 CM, STERILE, LATEX | NEEDLE, INTRODUCER, COAXIAL, 15 GAX9.9 CM, STERILE, LATEX | NEEDLE, INTRO, COAX, 15 GAX9.9 CM, STRL, LTX | NEEDLE, INTRO, COAX, 15 GAX9.9 CM, STRL, LTX | 39 | NEEDLE | INTRODUCER | COAXIAL |  |  | 15 GAX9.9 CM | [8 empty] | STERILE |  | LATEX |  |  | https://accessgudid.nlm.nih.gov/devices/00886333002535 |  |  |  |  | Classified to nearest commodity Level | [23 empty] | QC Completed | Production Completed
PDG | 016-249 |  | CHJ | THIRD PARTY | CHJ | OK | CND | OK | Data Enrichment ¦ UNSPSC Classification | [12 empty] | 753 | 753 | ARGON MEDICAL DEVICES INC | ARGON MEDICAL | ARGON MEDICAL DEVICES INC | MCXS1616MX | MCXS1616MX | MCXS1616MX | ARGON | MCXS1616MX | MCXS1616MX | ARGON_MCXS1616MX |  |  |  | Co-Axial Introducer Needle 15GA X 10.3CM For Use With Ultracore |  | 329 | PRODIGO1073403 |  | MCXS1616MX | MCXS1616MX | ARGON MEDICAL DEVICES, INC. | Co-Axial Introducer Needle 15ga x 10.3cm | Co-Axial Introducer Needle | 42142504 Biopsy needles | A4215 | NEEDLE, STERILE, ANY SIZE, EACH | Co-Axial Introducer Needle 15ga x 10.3cm | NEEDLE, INTRODUCER, COAXIAL, 15 GAX10.3 CM, FOR USE WITH ULTRACORE, STERILE, LATEX | NEEDLE, INTRODUCER, COAXIAL, 15 GAX10.3 CM, FOR USE WITH ULTRACORE, STERILE, LATEX | NEEDLE, INTRO, COAX, 15 GAX10.3 CM, FOR USE W/ ULTRACORE, STRL, LTX | NEEDLE, INTRO, COAX, 15 GAX10.3 CM, FOR USE W/ ULTRACORE, STRL | 57 | NEEDLE | INTRODUCER | COAXIAL |  |  | 15 GAX10.3 CM |  |  |  |  | FOR USE WITH ULTRACORE |  |  |  | STERILE |  | LATEX |  |  | https://accessgudid.nlm.nih.gov/devices/00886333002511 |  |  |  |  | Classified to nearest commodity Level | [23 empty] | QC Completed | Production Completed
PDG | 016-249 |  | CHJ | THIRD PARTY | CHJ | OK | CND | OK | Data Enrichment ¦ UNSPSC Classification | [12 empty] | 754 | 754 | ARGON MEDICAL DEVICES INC | ARGON MEDICAL | ARGON MEDICAL DEVICES INC | MCXS1616SX | MCXS1616SX | MCXS1616SX | ARGON | MCXS1616SX | MCXS1616SX | ARGON_MCXS1616SX |  |  |  | Co-Axial Introducer Needle 15GA X 11.5CM |  | 329 | PRODIGO1073404 |  | MCXS1616SX | MCXS1616SX | ARGON MEDICAL DEVICES, INC. | Co-Axial Introducer Needle 15ga x 11.5cm | Co-Axial Introducer Needle | 42142504 Biopsy needles | A4215 | NEEDLE, STERILE, ANY SIZE, EACH | Co-Axial Introducer Needle 15ga x 11.5cm | NEEDLE, INTRODUCER, COAXIAL, 15 GAX11.5 CM, STERILE, LATEX | NEEDLE, INTRODUCER, COAXIAL, 15 GAX11.5 CM, STERILE, LATEX | NEEDLE, INTRO, COAX, 15 GAX11.5 CM, STRL, LTX | NEEDLE, INTRO, COAX, 15 GAX11.5 CM, STRL, LTX | 40 | NEEDLE | INTRODUCER | COAXIAL |  |  | 15 GAX11.5 CM | [8 empty] | STERILE |  | LATEX |  |  | https://accessgudid.nlm.nih.gov/devices/00886333002504 |  |  |  |  | Classified to nearest commodity Level | [23 empty] | QC Completed | Production Completed
PDG | 016-249 |  | CHJ | THIRD PARTY | CHJ | OK | CND | OK | Data Enrichment ¦ UNSPSC Classification | [12 empty] | 755 | 755 | ARGON MEDICAL DEVICES INC | ARGON MEDICAL | ARGON MEDICAL DEVICES INC | MCXS1620BP | MCXS1620BP | MCXS1620BP | ARGON | MCXS1620BP | MCXS1620BP | ARGON_MCXS1620BP |  |  |  | Co-Axial Introducer Needle 15GA X 16.8CM For Use With The Biopince Ultra |  | 329 | PRODIGO1073406 |  | MCXS1620BP | MCXS1620BP | ARGON MEDICAL DEVICES, INC. | Co-Axial Introducer Needle 15ga x 16.8cm | Co-Axial Introducer Needle | 42142504 Biopsy needles | A4215 | NEEDLE, STERILE, ANY SIZE, EACH | Co-Axial Introducer Needle 15ga x 16.8cm | NEEDLE, INTRODUCER, COAXIAL, 15 GAX16.8 CM, FOR USE WITH THE BIOPINCE ULTRA, STERILE, LATEX | NEEDLE, INTRODUCER, COAXIAL, 15 GAX16.8 CM, FOR USE WITH THE BIOPINCE ULTRA, STERILE, LATEX | NEEDLE, INTRO, COAX, 15 GAX16.8 CM, FOR USE W/ THE BIOPINCE ULTRA, STRL, LTX | NEEDLE, INTRO, COAX, 15 GAX16.8 CM, FOR USE W/ THE BIOPINCE, STRL | 60 | NEEDLE | INTRODUCER | COAXIAL |  |  | 15 GAX16.8 CM |  |  |  |  | FOR USE WITH THE BIOPINCE ULTRA |  |  |  | STERILE |  | LATEX |  |  | https://accessgudid.nlm.nih.gov/devices/00886333002481 |  |  |  |  | Classified to nearest commodity Level | [23 empty] | QC Completed | Production Completed
PDG | 016-249 |  | CHJ | THIRD PARTY | CHJ | OK | CND | OK | Data Enrichment ¦ UNSPSC Classification | [12 empty] | 756 | 756 | ARGON MEDICAL DEVICES INC | ARGON MEDICAL | ARGON MEDICAL DEVICES INC | MCXS1620LX | MCXS1620LX | MCXS1620LX | ARGON | MCXS1620LX | MCXS1620LX | ARGON_MCXS1620LX |  |  |  | Co-Axial Introducer Needle 15GA X 14.9CM |  | 329 | PRODIGO1073407 |  | MCXS1620LX | MCXS1620LX | ARGON MEDICAL DEVICES, INC. | Co-Axial Introducer Needle 15ga x 14.9cm | Co-Axial Introducer Needle | 42142504 Biopsy needles | A4215 | NEEDLE, STERILE, ANY SIZE, EACH | Co-Axial Introducer Needle 15ga x 14.9cm | NEEDLE, INTRODUCER, COAXIAL, 15 GAX14.9 CM, STERILE, LATEX | NEEDLE, INTRODUCER, COAXIAL, 15 GAX14.9 CM, STERILE, LATEX | NEEDLE, INTRO, COAX, 15 GAX14.9 CM, STRL, LTX | NEEDLE, INTRO, COAX, 15 GAX14.9 CM, STRL, LTX | 40 | NEEDLE | INTRODUCER | COAXIAL |  |  | 15 GAX14.9 CM | [8 empty] | STERILE |  | LATEX |  |  | https://accessgudid.nlm.nih.gov/devices/00886333002399 |  |  |  |  | Classified to nearest commodity Level | [23 empty] | QC Completed | Production Completed
PDG | 016-249 |  | CHJ | THIRD PARTY | CHJ | OK | CND | OK | Data Enrichment ¦ UNSPSC Classification | [12 empty] | 757 | 757 | ARGON MEDICAL DEVICES INC | ARGON MEDICAL | ARGON MEDICAL DEVICES INC | MCXS1808SX | MCXS1808SX | MCXS1808SX | ARGON | MCXS1808SX | MCXS1808SX | ARGON_MCXS1808SX |  |  |  | Co-Axial Introducer Needle 17GA X 3.5CM |  | 329 | PRODIGO1073408 |  | MCXS1808SX | MCXS1808SX | ARGON MEDICAL DEVICES, INC. | Co-Axial Introducer Needle 17ga x 3.5cm | Co-Axial Introducer Needle | 42142504 Biopsy needles | A4215 | NEEDLE, STERILE, ANY SIZE, EACH | Co-Axial Introducer Needle 17ga x 3.5cm | NEEDLE, INTRODUCER, COAXIAL, 17 GAX3.5 CM, STERILE, LATEX | NEEDLE, INTRODUCER, COAXIAL, 17 GAX3.5 CM, STERILE, LATEX | NEEDLE, INTRO, COAX, 17 GAX3.5 CM, STRL, LTX | NEEDLE, INTRO, COAX, 17 GAX3.5 CM, STRL, LTX | 39 | NEEDLE | INTRODUCER | COAXIAL |  |  | 17 GAX3.5 CM | [8 empty] | STERILE |  | LATEX |  |  | https://accessgudid.nlm.nih.gov/devices/00886333002474 |  |  |  |  | Classified to nearest commodity Level | [23 empty] | QC Completed | Production Completed
PDG | 016-249 |  | CHJ | THIRD PARTY | CHJ | OK | CND | OK | Data Enrichment ¦ UNSPSC Classification | [12 empty] | 758 | 758 | ARGON MEDICAL DEVICES INC | ARGON MEDICAL | ARGON MEDICAL DEVICES INC | MCXS1809LX | MCXS1809LX | MCXS1809LX | ARGON | MCXS1809LX | MCXS1809LX | ARGON_MCXS1809LX |  |  |  | Co-Axial Introducer Needle 17GA X 3.9CM |  | 329 | PRODIGO1073409 |  | MCXS1809LX | MCXS1809LX | ARGON MEDICAL DEVICES, INC. | Co-Axial Introducer Needle 17ga x 3.9cm | Co-Axial Introducer Needle | 42142504 Biopsy needles | A4215 | NEEDLE, STERILE, ANY SIZE, EACH | Co-Axial Introducer Needle 17ga x 3.9cm | NEEDLE, INTRODUCER, COAXIAL, 17 GAX3.9 CM, STERILE, LATEX | NEEDLE, INTRODUCER, COAXIAL, 17 GAX3.9 CM, STERILE, LATEX | NEEDLE, INTRO, COAX, 17 GAX3.9 CM, STRL, LTX | NEEDLE, INTRO, COAX, 17 GAX3.9 CM, STRL, LTX | 39 | NEEDLE | INTRODUCER | COAXIAL |  |  | 17 GAX3.9 CM | [8 empty] | STERILE |  | LATEX |  |  | https://accessgudid.nlm.nih.gov/devices/00886333002566 |  |  |  |  | Classified to nearest commodity Level | [23 empty] | QC Completed | Production Completed
PDG | 016-249 |  | CHJ | THIRD PARTY | CHJ | OK | CND | OK | Data Enrichment ¦ UNSPSC Classification | [12 empty] | 759 | 759 | ARGON MEDICAL DEVICES INC | ARGON MEDICAL | ARGON MEDICAL DEVICES INC | MCXS1810BPU | MCXS1810BPU | MCXS1810BPU | ARGON | MCXS1810BPU | MCXS1810BPU | ARGON_MCXS1810BPU |  |  |  | Co-Axial Introducer Needle 16GA X 6.8CM For Use With The Biopince Ultra |  | 329 | PRODIGO1073411 |  | MCXS1810BPU | MCXS1810BPU | ARGON MEDICAL DEVICES, INC. | Co-Axial Introducer Needle 16ga x 6.8cm | Co-Axial Introducer Needle | 42142504 Biopsy needles | A4215 | NEEDLE, STERILE, ANY SIZE, EACH | Co-Axial Introducer Needle 16ga x 6.8cm | NEEDLE, INTRODUCER, COAXIAL, 16 GAX6.8 CM, FOR USE WITH THE BIOPINCE ULTRA, STERILE, LATEX | NEEDLE, INTRODUCER, COAXIAL, 16 GAX6.8 CM, FOR USE WITH THE BIOPINCE ULTRA, STERILE, LATEX | NEEDLE, INTRO, COAX, 16 GAX6.8 CM, FOR USE W/ THE BIOPINCE ULTRA, STRL, LTX | NEEDLE, INTRO, COAX, 16 GAX6.8 CM, FOR USE W/ THE BIOPINCE ULTRA | 60 | NEEDLE | INTRODUCER | COAXIAL |  |  | 16 GAX6.8 CM |  |  |  |  | FOR USE WITH THE BIOPINCE ULTRA |  |  |  | STERILE |  | LATEX |  |  | https://accessgudid.nlm.nih.gov/devices/00886333225590 |  |  |  |  | Classified to nearest commodity Level | [23 empty] | QC Completed | Production Completed
PDG | 016-249 |  | CHJ | THIRD PARTY | CHJ | OK | CND | OK | Data Enrichment ¦ UNSPSC Classification | [12 empty] | 760 | 760 | ARGON MEDICAL DEVICES INC | ARGON MEDICAL | ARGON MEDICAL DEVICES INC | MCXS1810MX | MCXS1810MX | MCXS1810MX | ARGON | MCXS1810MX | MCXS1810MX | ARGON_MCXS1810MX |  |  |  | Co-Axial Introducer Needle 17GA X 4.3CM For Use With The Ultracore |  | 329 | PRODIGO1073412 |  | MCXS1810MX | MCXS1810MX | ARGON MEDICAL DEVICES, INC. | Co-Axial Introducer Needle 17ga x 4.3cm | Co-Axial Introducer Needle | 42142504 Biopsy needles | A4215 | NEEDLE, STERILE, ANY SIZE, EACH | Co-Axial Introducer Needle 17ga x 4.3cm | NEEDLE, INTRODUCER, COAXIAL, 17 GAX4.3 CM, FOR USE WITH THE ULTRACORE, STERILE, LATEX | NEEDLE, INTRODUCER, COAXIAL, 17 GAX4.3 CM, FOR USE WITH THE ULTRACORE, STERILE, LATEX | NEEDLE, INTRO, COAX, 17 GAX4.3 CM, FOR USE W/ THE ULTRACORE, STRL, LTX | NEEDLE, INTRO, COAX, 17 GAX4.3 CM, FOR USE W/ THE ULTRACORE, STRL | 60 | NEEDLE | INTRODUCER | COAXIAL |  |  | 17 GAX4.3 CM |  |  |  |  | FOR USE WITH THE ULTRACORE |  |  |  | STERILE |  | LATEX |  |  | https://accessgudid.nlm.nih.gov/devices/00886333002436 |  |  |  |  | Classified to nearest commodity Level | [23 empty] | QC Completed | Production Completed
PDG | 016-249 |  | CHJ | THIRD PARTY | CHJ | OK | CND | OK | Data Enrichment ¦ UNSPSC Classification | [12 empty] | 761 | 761 | ARGON MEDICAL DEVICES INC | ARGON MEDICAL | ARGON MEDICAL DEVICES INC | MCXS1812SX | MCXS1812SX | MCXS1812SX | ARGON | MCXS1812SX | MCXS1812SX | ARGON_MCXS1812SX |  |  |  | Co-Axial Introducer Needle 17GA X 7.5CM |  | 329 | PRODIGO1073414 |  | MCXS1812SX | MCXS1812SX | ARGON MEDICAL DEVICES, INC. | Co-Axial Introducer Needle 17ga x 7.5cm | Co-Axial Introducer Needle | 42142504 Biopsy needles | A4215 | NEEDLE, STERILE, ANY SIZE, EACH | Co-Axial Introducer Needle 17ga x 7.5cm | NEEDLE, INTRODUCER, COAXIAL, 17 GAX7.5 CM, STERILE, LATEX | NEEDLE, INTRODUCER, COAXIAL, 17 GAX7.5 CM, STERILE, LATEX | NEEDLE, INTRO, COAX, 17 GAX7.5 CM, STRL, LTX | NEEDLE, INTRO, COAX, 17 GAX7.5 CM, STRL, LTX | 39 | NEEDLE | INTRODUCER | COAXIAL |  |  | 17 GAX7.5 CM | [8 empty] | STERILE |  | LATEX |  |  | https://accessgudid.nlm.nih.gov/devices/00886333002412 |  |  |  |  | Classified to nearest commodity Level | [23 empty] | QC Completed | Production Completed
PDG | 016-249 |  | CHJ | THIRD PARTY | CHJ | OK | CND | OK | Data Enrichment ¦ UNSPSC Classification | [12 empty] | 762 | 762 | ARGON MEDICAL DEVICES INC | ARGON MEDICAL | ARGON MEDICAL DEVICES INC | MCXS1815BPU | MCXS1815BPU | MCXS1815BPU | ARGON | MCXS1815BPU | MCXS1815BPU | ARGON_MCXS1815BPU |  |  |  | Co-Axial Introducer Needle 16GA X 11.8CM For Use With The Biopince Ultra |  | 329 | PRODIGO1073415 |  | MCXS1815BPU | MCXS1815BPU | ARGON MEDICAL DEVICES, INC. | Co-Axial Introducer Needle 16ga x 11.8cm | Co-Axial Introducer Needle | 42142504 Biopsy needles | A4215 | NEEDLE, STERILE, ANY SIZE, EACH | Co-Axial Introducer Needle 16ga x 11.8cm | NEEDLE, INTRODUCER, COAXIAL, 16 GAX11.8 CM, FOR USE WITH THE BIOPINCE ULTRA, STERILE, LATEX | NEEDLE, INTRODUCER, COAXIAL, 16 GAX11.8 CM, FOR USE WITH THE BIOPINCE ULTRA, STERILE, LATEX | NEEDLE, INTRO, COAX, 16 GAX11.8 CM, FOR USE W/ THE BIOPINCE ULTRA, STRL, LTX | NEEDLE, INTRO, COAX, 16 GAX11.8 CM, FOR USE W/ THE BIOPINCE, STRL | 60 | NEEDLE | INTRODUCER | COAXIAL |  |  | 16 GAX11.8 CM |  |  |  |  | FOR USE WITH THE BIOPINCE ULTRA |  |  |  | STERILE |  | LATEX |  |  | https://accessgudid.nlm.nih.gov/devices/00886333225606 |  |  |  |  | Classified to nearest commodity Level | [23 empty] | QC Completed | Production Completed
PDG | 016-249 |  | CHJ | THIRD PARTY | CHJ | OK | CND | OK | Data Enrichment ¦ UNSPSC Classification | [12 empty] | 763 | 763 | ARGON MEDICAL DEVICES INC | ARGON MEDICAL | ARGON MEDICAL DEVICES INC | MCXS1816AX | MCXS1816AX | MCXS1816AX | ARGON | MCXS1816AX | MCXS1816AX | ARGON_MCXS1816AX |  |  |  | Co-Axial Introducer Needle 17GA X 10.6CM For Use With The Promag ACN And Osty Core Bone Biopsy Instruments |  | 329 | PRODIGO1073416 |  | MCXS1816AX | MCXS1816AX | ARGON MEDICAL DEVICES, INC. | Co-Axial Introducer Needle 17ga x 10.6cm | Co-Axial Introducer Needle | 42142504 Biopsy needles | A4215 | NEEDLE, STERILE, ANY SIZE, EACH | Co-Axial Introducer Needle 17ga x 10.6cm | NEEDLE, INTRODUCER, COAXIAL, 17 GAX10.6 CM, FOR USE WITH THE PROMAG ACN, OSTY-CORE BONE BIOPSY INSTRUMENT, STERILE, LATEX | NEEDLE, INTRODUCER, COAXIAL, 17 GAX10.6 CM, FOR USE WITH THE PROMAG ACN, OSTY-CORE BONE BIOPSY INSTRUMENT, STERILE, LATEX | NEEDLE, INTRO, COAX, 17 GAX10.6 CM, FOR USE W/ THE PROMAG ACN, OSTY-CORE BNE BX INSTRUMENT, STRL, LTX | NEEDLE, INTRO, COAX, 17 GAX10.6 CM, FOR USE W/ THE PROMAG ACN | 57 | NEEDLE | INTRODUCER | COAXIAL |  |  | 17 GAX10.6 CM |  |  |  |  | FOR USE WITH THE PROMAG ACN, OSTY-CORE BONE BIOPSY INSTRUMENT |  |  |  | STERILE |  | LATEX |  |  | https://accessgudid.nlm.nih.gov/devices/00886333002160 |  |  |  |  | Classified to nearest commodity Level | [23 empty] | QC Completed | Production Completed
PDG | 016-249 |  | CHJ | THIRD PARTY | CHJ | OK | CND | OK | Data Enrichment ¦ UNSPSC Classification | [12 empty] | 764 | 764 | ARGON MEDICAL DEVICES INC | ARGON MEDICAL | ARGON MEDICAL DEVICES INC | MCXS1816MX | MCXS1816MX | MCXS1816MX | ARGON | MCXS1816MX | MCXS1816MX | ARGON_MCXS1816MX |  |  |  | Co-Axial Introducer Needle 17GA X 10.3CM For Use With The Ultracore |  | 329 | PRODIGO1073417 |  | MCXS1816MX | MCXS1816MX | ARGON MEDICAL DEVICES, INC. | Co-Axial Introducer Needle 17ga x 10.3cm | Co-Axial Introducer Needle | 42142504 Biopsy needles | A4215 | NEEDLE, STERILE, ANY SIZE, EACH | Co-Axial Introducer Needle 17ga x 10.3cm | NEEDLE, INTRODUCER, COAXIAL, 17 GAX10.3 CM, FOR USE WITH THE ULTRACORE, STERILE, LATEX | NEEDLE, INTRODUCER, COAXIAL, 17 GAX10.3 CM, FOR USE WITH THE ULTRACORE, STERILE, LATEX | NEEDLE, INTRO, COAX, 17 GAX10.3 CM, FOR USE W/ THE ULTRACORE, STRL, LTX | NEEDLE, INTRO, COAX, 17 GAX10.3 CM, FOR USE W/ THE ULTRACORE | 56 | NEEDLE | INTRODUCER | COAXIAL |  |  | 17 GAX10.3 CM |  |  |  |  | FOR USE WITH THE ULTRACORE |  |  |  | STERILE |  | LATEX |  |  | https://accessgudid.nlm.nih.gov/devices/00886333002030 |  |  |  |  | Classified to nearest commodity Level | [23 empty] | QC Completed | Production Completed
PDG | 016-249 |  | CHJ | THIRD PARTY | CHJ | OK | CND | OK | Data Enrichment ¦ UNSPSC Classification | [12 empty] | 765 | 765 | ARGON MEDICAL DEVICES INC | ARGON MEDICAL | ARGON MEDICAL DEVICES INC | MCXS1816SX | MCXS1816SX | MCXS1816SX | ARGON | MCXS1816SX | MCXS1816SX | ARGON_MCXS1816SX |  |  |  | Co-Axial Introducer Needle 17GA X 11.5CM |  | 329 | PRODIGO1073418 |  | MCXS1816SX | MCXS1816SX | ARGON MEDICAL DEVICES, INC. | Co-Axial Introducer Needle 17ga x 11.5cm | Co-Axial Introducer Needle | 42142504 Biopsy needles | A4215 | NEEDLE, STERILE, ANY SIZE, EACH | Co-Axial Introducer Needle 17ga x 11.5cm | NEEDLE, INTRODUCER, COAXIAL, 17 GAX11.5 CM, STERILE, LATEX | NEEDLE, INTRODUCER, COAXIAL, 17 GAX11.5 CM, STERILE, LATEX | NEEDLE, INTRO, COAX, 17 GAX11.5 CM, STRL, LTX | NEEDLE, INTRO, COAX, 17 GAX11.5 CM, STRL, LTX | 40 | NEEDLE | INTRODUCER | COAXIAL |  |  | 17 GAX11.5 CM | [8 empty] | STERILE |  | LATEX |  |  | https://accessgudid.nlm.nih.gov/devices/00886333002023 |  |  |  |  | Classified to nearest commodity Level | [23 empty] | QC Completed | Production Completed
PDG | 016-249 |  | CHJ | THIRD PARTY | CHJ | OK | CND | OK | Data Enrichment ¦ UNSPSC Classification | [12 empty] | 766 | 766 | ARGON MEDICAL DEVICES INC | ARGON MEDICAL | ARGON MEDICAL DEVICES INC | MCXS1820AX | MCXS1820AX | MCXS1820AX | ARGON | MCXS1820AX | MCXS1820AX | ARGON_MCXS1820AX |  |  |  | Co-Axial Introducer Needle 17GA X 14.6CM For Use With The Promag ACN And Osty Core Bone Biopsy Instruments |  | 329 | PRODIGO1073420 |  | MCXS1820AX | MCXS1820AX | ARGON MEDICAL DEVICES, INC. | Co-Axial Introducer Needle 17ga x 14.6cm | Co-Axial Introducer Needle | 42142504 Biopsy needles | A4215 | NEEDLE, STERILE, ANY SIZE, EACH | Co-Axial Introducer Needle 17ga x 14.6cm | NEEDLE, INTRODUCER, COAXIAL, 17 GAX14.6 CM, FOR USE WITH THE PROMAG ACN, OSTY-CORE BONE BIOPSY INSTRUMENT, STERILE, LATEX | NEEDLE, INTRODUCER, COAXIAL, 17 GAX14.6 CM, FOR USE WITH THE PROMAG ACN, OSTY-CORE BONE BIOPSY INSTRUMENT, STERILE, LATEX | NEEDLE, INTRO, COAX, 17 GAX14.6 CM, FOR USE W/ THE PROMAG ACN, OSTY-CORE BNE BX INSTRUMENT, STRL, LTX | NEEDLE, INTRO, COAX, 17 GAX14.6 CM, FOR USE W/ THE PROMAG ACN | 57 | NEEDLE | INTRODUCER | COAXIAL |  |  | 17 GAX14.6 CM |  |  |  |  | FOR USE WITH THE PROMAG ACN, OSTY-CORE BONE BIOPSY INSTRUMENT |  |  |  | STERILE |  | LATEX |  |  | https://accessgudid.nlm.nih.gov/devices/00886333002047 |  |  |  |  | Classified to nearest commodity Level | [23 empty] | QC Completed | Production Completed
PDG | 016-249 |  | CHJ | THIRD PARTY | CHJ | OK | CND | OK | Data Enrichment ¦ UNSPSC Classification | [12 empty] | 767 | 767 | ARGON MEDICAL DEVICES INC | ARGON MEDICAL | ARGON MEDICAL DEVICES INC | MCXS1820BPU | MCXS1820BPU | MCXS1820BPU | ARGON | MCXS1820BPU | MCXS1820BPU | ARGON_MCXS1820BPU |  |  |  | Co-Axial Introducer Needle 16GA X 16.8CM For Use With The Biopince Ultra |  | 329 | PRODIGO1073421 |  | MCXS1820BPU | MCXS1820BPU | ARGON MEDICAL DEVICES, INC. | Co-Axial Introducer Needle 16ga x 16.8cm | Co-Axial Introducer Needle | 42142504 Biopsy needles | A4215 | NEEDLE, STERILE, ANY SIZE, EACH | Co-Axial Introducer Needle 16ga x 16.8cm | NEEDLE, INTRODUCER, COAXIAL, 16 GAX16.8 CM, FOR USE WITH THE BIOPINCE ULTRA, STERILE, LATEX | NEEDLE, INTRODUCER, COAXIAL, 16 GAX16.8 CM, FOR USE WITH THE BIOPINCE ULTRA, STERILE, LATEX | NEEDLE, INTRO, COAX, 16 GAX16.8 CM, FOR USE W/ THE BIOPINCE ULTRA, STRL, LTX | NEEDLE, INTRO, COAX, 16 GAX16.8 CM, USE W/ THE BIOPINCE ULTRA | 57 | NEEDLE | INTRODUCER | COAXIAL |  |  | 16 GAX16.8 CM |  |  |  |  | FOR USE WITH THE BIOPINCE ULTRA |  |  |  | STERILE |  | LATEX |  |  | https://accessgudid.nlm.nih.gov/devices/00886333225613 |  |  |  |  | Classified to nearest commodity Level | [23 empty] | QC Completed | Production Completed
PDG | 016-249 |  | CHJ | THIRD PARTY | CHJ | OK | CND | OK | Data Enrichment ¦ UNSPSC Classification | [12 empty] | 768 | 768 | ARGON MEDICAL DEVICES INC | ARGON MEDICAL | ARGON MEDICAL DEVICES INC | MCXS1820LX | MCXS1820LX | MCXS1820LX | ARGON | MCXS1820LX | MCXS1820LX | ARGON_MCXS1820LX |  |  |  | Co-Axial Introducer Needle 17GA X 14.9CM |  | 329 | PRODIGO1073422 |  | MCXS1820LX | MCXS1820LX | ARGON MEDICAL DEVICES, INC. | Co-Axial Introducer Needle 17ga x 14.9cm | Co-Axial Introducer Needle | 42142504 Biopsy needles | A4215 | NEEDLE, STERILE, ANY SIZE, EACH | Co-Axial Introducer Needle 17ga x 14.9cm | NEEDLE, INTRODUCER, COAXIAL, 17 GAX14.9 CM, STERILE, LATEX | NEEDLE, INTRODUCER, COAXIAL, 17 GAX14.9 CM, STERILE, LATEX | NEEDLE, INTRO, COAX, 17 GAX14.9 CM, STRL, LTX | NEEDLE, INTRO, COAX, 17 GAX14.9 CM, STRL, LTX | 40 | NEEDLE | INTRODUCER | COAXIAL |  |  | 17 GAX14.9 CM | [8 empty] | STERILE |  | LATEX |  |  | https://accessgudid.nlm.nih.gov/devices/00886333001989 |  |  |  |  | Classified to nearest commodity Level | [23 empty] | QC Completed | Production Completed
PDG | 016-249 |  | CHJ | THIRD PARTY | CHJ | OK | CND | OK | Data Enrichment ¦ UNSPSC Classification | [12 empty] | 769 | 769 | ARGON MEDICAL DEVICES INC | ARGON MEDICAL | ARGON MEDICAL DEVICES INC | MCXS1820MX | MCXS1820MX | MCXS1820MX | ARGON | MCXS1820MX | MCXS1820MX | ARGON_MCXS1820MX |  |  |  | Co-Axial Introducer Needle 17GA X 14.3CM For Use With The Ultracore |  | 329 | PRODIGO1073423 |  | MCXS1820MX | MCXS1820MX | ARGON MEDICAL DEVICES, INC. | Co-Axial Introducer Needle 17ga x 14.3cm | Co-Axial Introducer Needle | 42142504 Biopsy needles | A4215 | NEEDLE, STERILE, ANY SIZE, EACH | Co-Axial Introducer Needle 17ga x 14.3cm | NEEDLE, INTRODUCER, COAXIAL, 17 GAX14.3 CM, FOR USE WITH THE ULTRACORE, STERILE, LATEX | NEEDLE, INTRODUCER, COAXIAL, 17 GAX14.3 CM, FOR USE WITH THE ULTRACORE, STERILE, LATEX | NEEDLE, INTRO, COAX, 17 GAX14.3 CM, FOR USE W/ THE ULTRACORE, STRL, LTX | NEEDLE, INTRO, COAX, 17 GAX14.3 CM, FOR USE W/ THE ULTRACORE | 56 | NEEDLE | INTRODUCER | COAXIAL |  |  | 17 GAX14.3 CM |  |  |  |  | FOR USE WITH THE ULTRACORE |  |  |  | STERILE |  | LATEX |  |  | https://accessgudid.nlm.nih.gov/devices/00886333001972 |  |  |  |  | Classified to nearest commodity Level | [23 empty] | QC Completed | Production Completed
PDG | 016-249 |  | CHJ | THIRD PARTY | CHJ | OK | CND | OK | Data Enrichment ¦ UNSPSC Classification | [12 empty] | 770 | 770 | ARGON MEDICAL DEVICES INC | ARGON MEDICAL | ARGON MEDICAL DEVICES INC | MCXS2008SY | MCXS2008SY | MCXS2008SY | ARGON | MCXS2008SY | MCXS2008SY | ARGON_MCXS2008SY |  |  |  | Co-Axial Introducer Needle 19GA X 3.8CM |  | 329 | PRODIGO1073425 |  | MCXS2008SY | MCXS2008SY | ARGON MEDICAL DEVICES, INC. | Co-Axial Introducer Needle 19ga x 3.8cm | Co-Axial Introducer Needle | 42142504 Biopsy needles | A4215 | NEEDLE, STERILE, ANY SIZE, EACH | Co-Axial Introducer Needle 19ga x 3.8cm | NEEDLE, INTRODUCER, COAXIAL, 19 GAX3.8 CM, STERILE, LATEX | NEEDLE, INTRODUCER, COAXIAL, 19 GAX3.8 CM, STERILE, LATEX | NEEDLE, INTRO, COAX, 19 GAX3.8 CM, STRL, LTX | NEEDLE, INTRO, COAX, 19 GAX3.8 CM, STRL, LTX | 39 | NEEDLE | INTRODUCER | COAXIAL |  |  | 19 GAX3.8 CM | [8 empty] | STERILE |  | LATEX |  |  | https://accessgudid.nlm.nih.gov/devices/00886333001941 |  |  |  |  | Classified to nearest commodity Level | [23 empty] | QC Completed | Production Completed
PDG | 016-249 |  | CHJ | THIRD PARTY | CHJ | OK | CND | OK | Data Enrichment ¦ UNSPSC Classification | [12 empty] | 771 | 771 | ARGON MEDICAL DEVICES INC | ARGON MEDICAL | ARGON MEDICAL DEVICES INC | MCXS2010AY | MCXS2010AY | MCXS2010AY | ARGON | MCXS2010AY | MCXS2010AY | ARGON_MCXS2010AY |  |  |  | Co-Axial Introducer Needle 19GA X 4.9CM For Use With The Promag ACN And Osty Core Bone Biopsy Instruments |  | 329 | PRODIGO1073426 |  | MCXS2010AY | MCXS2010AY | ARGON MEDICAL DEVICES, INC. | Co-Axial Introducer Needle 19ga x 4.9cm | Co-Axial Introducer Needle | 42142504 Biopsy needles | A4215 | NEEDLE, STERILE, ANY SIZE, EACH | Co-Axial Introducer Needle 19ga x 4.9cm | NEEDLE, INTRODUCER, COAXIAL, 19 GAX4.9 CM, FOR USE WITH THE PROMAG ACN, OSTY-CORE BONE BIOPSY INSTRUMENT, STERILE, LATEX | NEEDLE, INTRODUCER, COAXIAL, 19 GAX4.9 CM, FOR USE WITH THE PROMAG ACN, OSTY-CORE BONE BIOPSY INSTRUMENT, STERILE, LATEX | NEEDLE, INTRO, COAX, 19 GAX4.9 CM, FOR USE W/ THE PROMAG ACN, OSTY-CORE BNE BX INSTRUMENT, STRL, LTX | NEEDLE, INTRO, COAX, 19 GAX4.9 CM, FOR USE W/ THE PROMAG ACN | 56 | NEEDLE | INTRODUCER | COAXIAL |  |  | 19 GAX4.9 CM |  |  |  |  | FOR USE WITH THE PROMAG ACN, OSTY-CORE BONE BIOPSY INSTRUMENT |  |  |  | STERILE |  | LATEX |  |  | https://accessgudid.nlm.nih.gov/devices/00886333001910 |  |  |  |  | Classified to nearest commodity Level | [23 empty] | QC Completed | Production Completed
PDG | 016-249 |  | CHJ | THIRD PARTY | CHJ | OK | CND | OK | Data Enrichment ¦ UNSPSC Classification | [12 empty] | 772 | 772 | ARGON MEDICAL DEVICES INC | ARGON MEDICAL | ARGON MEDICAL DEVICES INC | MCXS2010BY | MCXS2010BY | MCXS2010BY | ARGON | MCXS2010BY | MCXS2010BY | ARGON_MCXS2010BY |  |  |  | Co-Axial Introducer Needle 19GA X 7.1CM |  | 329 | PRODIGO1073427 |  | MCXS2010BY | MCXS2010BY | ARGON MEDICAL DEVICES, INC. | Co-Axial Introducer Needle 19ga x 7.1cm | Co-Axial Introducer Needle | 42142504 Biopsy needles | A4215 | NEEDLE, STERILE, ANY SIZE, EACH | Co-Axial Introducer Needle 19ga x 7.1cm | NEEDLE, INTRODUCER, COAXIAL, 19 GAX7.1 CM, STERILE, LATEX | NEEDLE, INTRODUCER, COAXIAL, 19 GAX7.1 CM, STERILE, LATEX | NEEDLE, INTRO, COAX, 19 GAX7.1 CM, STRL, LTX | NEEDLE, INTRO, COAX, 19 GAX7.1 CM, STRL, LTX | 39 | NEEDLE | INTRODUCER | COAXIAL |  |  | 19 GAX7.1 CM | [8 empty] | STERILE |  | LATEX |  |  | https://accessgudid.nlm.nih.gov/devices/00886333002009 |  |  |  |  | Classified to nearest commodity Level | [23 empty] | QC Completed | Production Completed
PDG | 016-249 |  | CHJ | THIRD PARTY | CHJ | OK | CND | OK | Data Enrichment ¦ UNSPSC Classification | [12 empty] | 773 | 773 | ARGON MEDICAL DEVICES INC | ARGON MEDICAL | ARGON MEDICAL DEVICES INC | MCXS2010MY | MCXS2010MY | MCXS2010MY | ARGON | MCXS2010MY | MCXS2010MY | ARGON_MCXS2010MY |  |  |  | Co-Axial Introducer Needle 19GA X 4.6CM For Use With The Ultracore |  | 329 | PRODIGO1073428 |  | MCXS2010MY | MCXS2010MY | ARGON MEDICAL DEVICES, INC. | Co-Axial Introducer Needle 19ga x 4.6cm | Co-Axial Introducer Needle | 42142504 Biopsy needles | A4215 | NEEDLE, STERILE, ANY SIZE, EACH | Co-Axial Introducer Needle 19ga x 4.6cm | NEEDLE, INTRODUCER, COAXIAL, 19 GAX4.6 CM, FOR USE WITH THE ULTRACORE, STERILE, LATEX | NEEDLE, INTRODUCER, COAXIAL, 19 GAX4.6 CM, FOR USE WITH THE ULTRACORE, STERILE, LATEX | NEEDLE, INTRO, COAX, 19 GAX4.6 CM, FOR USE W/ THE ULTRACORE, STRL, LTX | NEEDLE, INTRO, COAX, 19 GAX4.6 CM, FOR USE W/ THE ULTRACORE, STRL | 60 | NEEDLE | INTRODUCER | COAXIAL |  |  | 19 GAX4.6 CM |  |  |  |  | FOR USE WITH THE ULTRACORE |  |  |  | STERILE |  | LATEX |  |  | https://accessgudid.nlm.nih.gov/devices/00886333002061 |  |  |  |  | Classified to nearest commodity Level | [23 empty] | QC Completed | Production Completed
PDG | 016-249 |  | CHJ | THIRD PARTY | CHJ | OK | CND | OK | Data Enrichment ¦ UNSPSC Classification | [12 empty] | 774 | 774 | ARGON MEDICAL DEVICES INC | ARGON MEDICAL | ARGON MEDICAL DEVICES INC | MCXS2012SY | MCXS2012SY | MCXS2012SY | ARGON | MCXS2012SY | MCXS2012SY | ARGON_MCXS2012SY |  |  |  | Co-Axial Introducer Needle 19GA X 7.8CM |  | 329 | PRODIGO1073430 |  | MCXS2012SY | MCXS2012SY | ARGON MEDICAL DEVICES, INC. | Co-Axial Introducer Needle 19ga x 7.8cm | Co-Axial Introducer Needle | 42142504 Biopsy needles | A4215 | NEEDLE, STERILE, ANY SIZE, EACH | Co-Axial Introducer Needle 19ga x 7.8cm | NEEDLE, INTRODUCER, COAXIAL, 19 GAX7.8 CM, STERILE, LATEX | NEEDLE, INTRODUCER, COAXIAL, 19 GAX7.8 CM, STERILE, LATEX | NEEDLE, INTRO, COAX, 19 GAX7.8 CM, STRL, LTX | NEEDLE, INTRO, COAX, 19 GAX7.8 CM, STRL, LTX | 39 | NEEDLE | INTRODUCER | COAXIAL |  |  | 19 GAX7.8 CM | [8 empty] | STERILE |  | LATEX |  |  | https://accessgudid.nlm.nih.gov/devices/00886333002085 |  |  |  |  | Classified to nearest commodity Level | [23 empty] | QC Completed | Production Completed
PDG | 016-249 |  | CHJ | THIRD PARTY | CHJ | OK | CND | OK | Data Enrichment ¦ UNSPSC Classification | [12 empty] | 775 | 775 | ARGON MEDICAL DEVICES INC | ARGON MEDICAL | ARGON MEDICAL DEVICES INC | MCXS2016MY | MCXS2016MY | MCXS2016MY | ARGON | MCXS2016MY | MCXS2016MY | ARGON_MCXS2016MY |  |  |  | Co-Axial Introducer Needle 19GA X 10.6CM For Use With The Ultracore |  | 329 | PRODIGO1073432 |  | MCXS2016MY | MCXS2016MY | ARGON MEDICAL DEVICES, INC. | Co-Axial Introducer Needle 19ga x 10.6cm | Co-Axial Introducer Needle | 42142504 Biopsy needles | A4215 | NEEDLE, STERILE, ANY SIZE, EACH | Co-Axial Introducer Needle 19ga x 10.6cm | NEEDLE, INTRODUCER, COAXIAL, 19 GAX10.6 CM, FOR USE WITH THE ULTRACORE, STERILE, LATEX | NEEDLE, INTRODUCER, COAXIAL, 19 GAX10.6 CM, FOR USE WITH THE ULTRACORE, STERILE, LATEX | NEEDLE, INTRO, COAX, 19 GAX10.6 CM, FOR USE W/ THE ULTRACORE, STRL, LTX | NEEDLE, INTRO, COAX, 19 GAX10.6 CM, FOR USE W/ THE ULTRACORE | 56 | NEEDLE | INTRODUCER | COAXIAL |  |  | 19 GAX10.6 CM |  |  |  |  | FOR USE WITH THE ULTRACORE |  |  |  | STERILE |  | LATEX |  |  | https://accessgudid.nlm.nih.gov/devices/00886333002115 |  |  |  |  | Classified to nearest commodity Level | [23 empty] | QC Completed | Production Completed
PDG | 016-249 |  | CHJ | THIRD PARTY | CHJ | OK | CND | OK | Data Enrichment ¦ UNSPSC Classification | [12 empty] | 776 | 776 | ARGON MEDICAL DEVICES INC | ARGON MEDICAL | ARGON MEDICAL DEVICES INC | MCXS2016SY | MCXS2016SY | MCXS2016SY | ARGON | MCXS2016SY | MCXS2016SY | ARGON_MCXS2016SY |  |  |  | Co-Axial Introducer Needle 19GA X 11.8CM |  | 329 | PRODIGO1073433 |  | MCXS2016SY | MCXS2016SY | ARGON MEDICAL DEVICES, INC. | Co-Axial Introducer Needle 19ga x 11.8cm | Co-Axial Introducer Needle | 42142504 Biopsy needles | A4215 | NEEDLE, STERILE, ANY SIZE, EACH | Co-Axial Introducer Needle 19ga x 11.8cm | NEEDLE, INTRODUCER, COAXIAL, 19 GAX11.8 CM, STERILE, LATEX | NEEDLE, INTRODUCER, COAXIAL, 19 GAX11.8 CM, STERILE, LATEX | NEEDLE, INTRO, COAX, 19 GAX11.8 CM, STRL, LTX | NEEDLE, INTRO, COAX, 19 GAX11.8 CM, STRL, LTX | 40 | NEEDLE | INTRODUCER | COAXIAL |  |  | 19 GAX11.8 CM | [8 empty] | STERILE |  | LATEX |  |  | https://accessgudid.nlm.nih.gov/devices/00886333002122 |  |  |  |  | Classified to nearest commodity Level | [23 empty] | QC Completed | Production Completed
PDG | 016-249 |  | CHJ | THIRD PARTY | CHJ | OK | CND | OK | Data Enrichment ¦ UNSPSC Classification | [12 empty] | 777 | 777 | ARGON MEDICAL DEVICES INC | ARGON MEDICAL | ARGON MEDICAL DEVICES INC | MCXS2020LY | MCXS2020LY | MCXS2020LY | ARGON | MCXS2020LY | MCXS2020LY | ARGON_MCXS2020LY |  |  |  | Co-Axial Introducer Needle 19GA X 15.2CM |  | 329 | PRODIGO1073435 |  | MCXS2020LY | MCXS2020LY | ARGON MEDICAL DEVICES, INC. | Co-Axial Introducer Needle 19ga x 15.2cm | Co-Axial Introducer Needle | 42142504 Biopsy needles | A4215 | NEEDLE, STERILE, ANY SIZE, EACH | Co-Axial Introducer Needle 19ga x 15.2cm | NEEDLE, INTRODUCER, COAXIAL, 19 GAX15.2 CM, STERILE, LATEX | NEEDLE, INTRODUCER, COAXIAL, 19 GAX15.2 CM, STERILE, LATEX | NEEDLE, INTRO, COAX, 19 GAX15.2 CM, STRL, LTX | NEEDLE, INTRO, COAX, 19 GAX15.2 CM, STRL, LTX | 40 | NEEDLE | INTRODUCER | COAXIAL |  |  | 19 GAX15.2 CM | [8 empty] | STERILE |  | LATEX |  |  | https://accessgudid.nlm.nih.gov/devices/00886333002153 |  |  |  |  | Classified to nearest commodity Level | [23 empty] | QC Completed | Production Completed
PDG | 016-249 |  | CHJ | SOURCED | CHJ | OK | CND | OK | Data Enrichment ¦ UNSPSC Classification | [12 empty] | 778 | 778 | ARGON MEDICAL DEVICES INC | ARGON MEDICAL | ARGON MEDICAL DEVICES INC | MFN1803US | MFN1803US | MFN1803US | ARGON | MFN1803US | MFN1803US | ARGON_MFN1803US |  |  |  | Franseen Biopsy Needle 18GA X 9CM With Needle Stop & Echogenic Tip |  | 329 | PRODIGO1073436 |  | MFN1803US | MFN1803US | ARGON MEDICAL DEVICES, INC. | Franseen Biopsy Needle with Echogenic Tip 18ga x 9cm | Franseen Biopsy Needle | 42142504 Biopsy needles | A4215 | NEEDLE, STERILE, ANY SIZE, EACH | Franseen Biopsy Needle with Echogenic Tip 18ga x 9cm | NEEDLE, BIOPSY, FRANSEEN, 18 GAX9 CM, WITH STOP, ECHOGENIC TIP, STERILE, LATEX | NEEDLE, BIOPSY, FRANSEEN, 18 GAX9 CM, WITH STOP, ECHOGENIC TIP, STERILE, LATEX | NEEDLE, BX, FRNSN, 18 GAX9 CM, W/ STP, ECHOGENIC TIP, STRL, LTX | NEEDLE, BX, FRNSN, 18 GAX9 CM, W/ STP, ECHOGENIC TIP, STRL, LTX | 56 | NEEDLE | BIOPSY | FRANSEEN |  |  | 18 GAX9 CM |  |  |  |  | WITH STOP, ECHOGENIC TIP |  |  |  | STERILE |  | LATEX |  |  | https://res.onemed.com/SE/Produktblad/1115842.pdf, https://accessgudid.nlm.nih.gov/devices/00886333002740 | [28 empty] | QC Completed | Production Completed
PDG | 016-249 |  | CHJ | SOURCED | CHJ | OK | CND | OK | Data Enrichment ¦ UNSPSC Classification | [12 empty] | 779 | 779 | ARGON MEDICAL DEVICES INC | ARGON MEDICAL | ARGON MEDICAL DEVICES INC | MFN1806US | MFN1806US | MFN1806US | ARGON | MFN1806US | MFN1806US | ARGON_MFN1806US |  |  |  | Franseen Biopsy Needle 18GA X 15CM With Needle Stop & Echogenic Tip |  | 329 | PRODIGO1073438 |  | MFN1806US | MFN1806US | ARGON MEDICAL DEVICES, INC. | Franseen Biopsy Needle with Echogenic Tip 18ga x 15cm | Franseen Biopsy Needle | 42142504 Biopsy needles | A4215 | NEEDLE, STERILE, ANY SIZE, EACH | Franseen Biopsy Needle with Echogenic Tip 18ga x 15cm | NEEDLE, BIOPSY, FRANSEEN, 18 GAX15 CM, WITH STOP, ECHOGENIC TIP, STERILE, LATEX | NEEDLE, BIOPSY, FRANSEEN, 18 GAX15 CM, WITH STOP, ECHOGENIC TIP, STERILE, LATEX | NEEDLE, BX, FRNSN, 18 GAX15 CM, W/ STP, ECHOGENIC TIP, STRL, LTX | NEEDLE, BX, FRNSN, 18 GAX15 CM, W/ STP, ECHOGENIC TIP, STRL, LTX | 57 | NEEDLE | BIOPSY | FRANSEEN |  |  | 18 GAX15 CM |  |  |  |  | WITH STOP, ECHOGENIC TIP |  |  |  | STERILE |  | LATEX |  |  | https://res.onemed.com/SE/Produktblad/1115842.pdf, https://accessgudid.nlm.nih.gov/devices/00886333002757 | [28 empty] | QC Completed | Production Completed
PDG | 016-249 |  | CHJ | SOURCED | CHJ | OK | CND | OK | Data Enrichment ¦ UNSPSC Classification | [12 empty] | 780 | 780 | ARGON MEDICAL DEVICES INC | ARGON MEDICAL | ARGON MEDICAL DEVICES INC | MFN1808US | MFN1808US | MFN1808US | ARGON | MFN1808US | MFN1808US | ARGON_MFN1808US |  |  |  | Franseen Biopsy Needle 18GA X 20CM With Needle Stop & Echogenic Tip |  | 329 | PRODIGO1073440 |  | MFN1808US | MFN1808US | ARGON MEDICAL DEVICES, INC. | Franseen Biopsy Needle with Echogenic Tip 18ga x 20cm | Franseen Biopsy Needle | 42142504 Biopsy needles | A4215 | NEEDLE, STERILE, ANY SIZE, EACH | Franseen Biopsy Needle with Echogenic Tip 18ga x 20cm | NEEDLE, BIOPSY, FRANSEEN, 18 GAX20 CM, WITH STOP, ECHOGENIC TIP, STERILE, LATEX | NEEDLE, BIOPSY, FRANSEEN, 18 GAX20 CM, WITH STOP, ECHOGENIC TIP, STERILE, LATEX | NEEDLE, BX, FRNSN, 18 GAX20 CM, W/ STP, ECHOGENIC TIP, STRL, LTX | NEEDLE, BX, FRNSN, 18 GAX20 CM, W/ STP, ECHOGENIC TIP, STRL, LTX | 57 | NEEDLE | BIOPSY | FRANSEEN |  |  | 18 GAX20 CM |  |  |  |  | WITH STOP, ECHOGENIC TIP |  |  |  | STERILE |  | LATEX |  |  | https://res.onemed.com/SE/Produktblad/1115842.pdf, https://accessgudid.nlm.nih.gov/devices/00886333002719 | [28 empty] | QC Completed | Production Completed
PDG | 016-249 |  | CHJ | SOURCED | CHJ | OK | CND | OK | Data Enrichment ¦ UNSPSC Classification | [12 empty] | 781 | 781 | ARGON MEDICAL DEVICES INC | ARGON MEDICAL | ARGON MEDICAL DEVICES INC | MFN2003US | MFN2003US | MFN2003US | ARGON | MFN2003US | MFN2003US | ARGON_MFN2003US |  |  |  | Franseen Biopsy Needle 20GA X 9CM With Needle Stop & Echogenic Tip |  | 329 | PRODIGO1073442 |  | MFN2003US | MFN2003US | ARGON MEDICAL DEVICES, INC. | Franseen Biopsy Needle with Echogenic Tip 20ga x 9cm | Franseen Biopsy Needle | 42142504 Biopsy needles | A4215 | NEEDLE, STERILE, ANY SIZE, EACH | Franseen Biopsy Needle with Echogenic Tip 20ga x 9cm | NEEDLE, BIOPSY, FRANSEEN, 20 GAX9 CM, WITH STOP, ECHOGENIC TIP, STERILE, LATEX | NEEDLE, BIOPSY, FRANSEEN, 20 GAX9 CM, WITH STOP, ECHOGENIC TIP, STERILE, LATEX | NEEDLE, BX, FRNSN, 20 GAX9 CM, W/ STP, ECHOGENIC TIP, STRL, LTX | NEEDLE, BX, FRNSN, 20 GAX9 CM, W/ STP, ECHOGENIC TIP, STRL, LTX | 56 | NEEDLE | BIOPSY | FRANSEEN |  |  | 20 GAX9 CM |  |  |  |  | WITH STOP, ECHOGENIC TIP |  |  |  | STERILE |  | LATEX |  |  | https://res.onemed.com/SE/Produktblad/1115842.pdf, https://accessgudid.nlm.nih.gov/devices/00886333002726 | [28 empty] | QC Completed | Production Completed
PDG | 016-249 |  | CHJ | SOURCED | CHJ | OK | CND | OK | Data Enrichment ¦ UNSPSC Classification | [12 empty] | 782 | 782 | ARGON MEDICAL DEVICES INC | ARGON MEDICAL | ARGON MEDICAL DEVICES INC | MFN2006US | MFN2006US | MFN2006US | ARGON | MFN2006US | MFN2006US | ARGON_MFN2006US |  |  |  | Franseen Biopsy Needle 20GA X 15CM With Needle Stop & Echogenic Tip |  | 329 | PRODIGO1073444 |  | MFN2006US | MFN2006US | ARGON MEDICAL DEVICES, INC. | Franseen Biopsy Needle with Echogenic Tip 20ga x 15cm | Franseen Biopsy Needle | 42142504 Biopsy needles | A4215 | NEEDLE, STERILE, ANY SIZE, EACH | Franseen Biopsy Needle with Echogenic Tip 20ga x 15cm | NEEDLE, BIOPSY, FRANSEEN, 20 GAX15 CM, WITH STOP, ECHOGENIC TIP, STERILE, LATEX | NEEDLE, BIOPSY, FRANSEEN, 20 GAX15 CM, WITH STOP, ECHOGENIC TIP, STERILE, LATEX | NEEDLE, BX, FRNSN, 20 GAX15 CM, W/ STP, ECHOGENIC TIP, STRL, LTX | NEEDLE, BX, FRNSN, 20 GAX15 CM, W/ STP, ECHOGENIC TIP, STRL, LTX | 57 | NEEDLE | BIOPSY | FRANSEEN |  |  | 20 GAX15 CM |  |  |  |  | WITH STOP, ECHOGENIC TIP |  |  |  | STERILE |  | LATEX |  |  | https://res.onemed.com/SE/Produktblad/1115842.pdf, https://accessgudid.nlm.nih.gov/devices/00886333002672 | [28 empty] | QC Completed | Production Completed
PDG | 016-249 |  | CHJ | SOURCED | CHJ | OK | CND | OK | Data Enrichment ¦ UNSPSC Classification | [12 empty] | 783 | 783 | ARGON MEDICAL DEVICES INC | ARGON MEDICAL | ARGON MEDICAL DEVICES INC | MFN2008US | MFN2008US | MFN2008US | ARGON | MFN2008US | MFN2008US | ARGON_MFN2008US |  |  |  | Franseen Biopsy Needle 20GA X 20CM With Needle Stop & Echogenic Tip |  | 329 | PRODIGO1073446 |  | MFN2008US | MFN2008US | ARGON MEDICAL DEVICES, INC. | Franseen Biopsy Needle with Echogenic Tip 20ga x 20cm | Franseen Biopsy Needle | 42142504 Biopsy needles | A4215 | NEEDLE, STERILE, ANY SIZE, EACH | Franseen Biopsy Needle with Echogenic Tip 20ga x 20cm | NEEDLE, BIOPSY, FRANSEEN, 20 GAX20 CM, WITH STOP, ECHOGENIC TIP, STERILE, LATEX | NEEDLE, BIOPSY, FRANSEEN, 20 GAX20 CM, WITH STOP, ECHOGENIC TIP, STERILE, LATEX | NEEDLE, BX, FRNSN, 20 GAX20 CM, W/ STP, ECHOGENIC TIP, STRL, LTX | NEEDLE, BX, FRNSN, 20 GAX20 CM, W/ STP, ECHOGENIC TIP, STRL, LTX | 57 | NEEDLE | BIOPSY | FRANSEEN |  |  | 20 GAX20 CM |  |  |  |  | WITH STOP, ECHOGENIC TIP |  |  |  | STERILE |  | LATEX |  |  | https://res.onemed.com/SE/Produktblad/1115842.pdf, https://accessgudid.nlm.nih.gov/devices/00886333002733 | [28 empty] | QC Completed | Production Completed
PDG | 016-249 |  | CHJ | SOURCED | CHJ | OK | CND | OK | Data Enrichment ¦ UNSPSC Classification | [12 empty] | 784 | 784 | ARGON MEDICAL DEVICES INC | ARGON MEDICAL | ARGON MEDICAL DEVICES INC | MFN2203 | MFN2203 | MFN2203 | ARGON | MFN2203 | MFN2203 | ARGON_MFN2203 |  |  |  | Franseen Biopsy Needle 22GA X 9CM |  | 329 | PRODIGO1073447 |  | MFN2203 | MFN2203 | ARGON MEDICAL DEVICES, INC. | Franseen Biopsy Needle 22ga x 9cm | Franseen Biopsy Needle | 42142504 Biopsy needles | A4215 | NEEDLE, STERILE, ANY SIZE, EACH | Franseen Biopsy Needle 22ga x 9cm | NEEDLE, BIOPSY, FRANSEEN, 22 GAX9 CM, STERILE, LATEX | NEEDLE, BIOPSY, FRANSEEN, 22 GAX9 CM, STERILE, LATEX | NEEDLE, BX, FRNSN, 22 GAX9 CM, STRL, LTX | NEEDLE, BX, FRNSN, 22 GAX9 CM, STRL, LTX | 35 | NEEDLE | BIOPSY | FRANSEEN |  |  | 22 GAX9 CM | [8 empty] | STERILE |  | LATEX |  |  | https://res.onemed.com/SE/Produktblad/1115842.pdf, https://accessgudid.nlm.nih.gov/devices/00886333002580 | [28 empty] | QC Completed | Production Completed
PDG | 016-249 |  | CHJ | SOURCED | CHJ | OK | CND | OK | Data Enrichment ¦ UNSPSC Classification | [12 empty] | 785 | 785 | ARGON MEDICAL DEVICES INC | ARGON MEDICAL | ARGON MEDICAL DEVICES INC | MFN2206 | MFN2206 | MFN2206 | ARGON | MFN2206 | MFN2206 | ARGON_MFN2206 |  |  |  | Franseen Biopsy Needle 22GA X 15CM |  | 329 | PRODIGO1073449 |  | MFN2206 | MFN2206 | ARGON MEDICAL DEVICES, INC. | Franseen Biopsy Needle 22ga x 15cm | Franseen Biopsy Needle | 42142504 Biopsy needles | A4215 | NEEDLE, STERILE, ANY SIZE, EACH | Franseen Biopsy Needle 22ga x 15cm | NEEDLE, BIOPSY, FRANSEEN, 22 GAX15 CM, STERILE, LATEX | NEEDLE, BIOPSY, FRANSEEN, 22 GAX15 CM, STERILE, LATEX | NEEDLE, BX, FRNSN, 22 GAX15 CM, STRL, LTX | NEEDLE, BX, FRNSN, 22 GAX15 CM, STRL, LTX | 36 | NEEDLE | BIOPSY | FRANSEEN |  |  | 22 GAX15 CM | [8 empty] | STERILE |  | LATEX |  |  | https://res.onemed.com/SE/Produktblad/1115842.pdf, https://accessgudid.nlm.nih.gov/devices/00886333002603 | [28 empty] | QC Completed | Production Completed
PDG | 016-249 |  | CHJ | SOURCED | CHJ | OK | CND | OK | Data Enrichment ¦ UNSPSC Classification | [12 empty] | 786 | 786 | ARGON MEDICAL DEVICES INC | ARGON MEDICAL | ARGON MEDICAL DEVICES INC | MFN2206US | MFN2206US | MFN2206US | ARGON | MFN2206US | MFN2206US | ARGON_MFN2206US |  |  |  | Franseen Biopsy Needle 22GA X 15CM With Needle Stop & Echogenic Tip |  | 329 | PRODIGO1073450 |  | MFN2206US | MFN2206US | ARGON MEDICAL DEVICES, INC. | Franseen Biopsy Needle with Echogenic Tip 22ga x 15cm | Franseen Biopsy Needle | 42142504 Biopsy needles | A4215 | NEEDLE, STERILE, ANY SIZE, EACH | Franseen Biopsy Needle with Echogenic Tip 22ga x 15cm | NEEDLE, BIOPSY, FRANSEEN, 22 GAX15 CM, WITH STOP, ECHOGENIC TIP, STERILE, LATEX | NEEDLE, BIOPSY, FRANSEEN, 22 GAX15 CM, WITH STOP, ECHOGENIC TIP, STERILE, LATEX | NEEDLE, BX, FRNSN, 22 GAX15 CM, W/ STP, ECHOGENIC TIP, STRL, LTX | NEEDLE, BX, FRNSN, 22 GAX15 CM, W/ STP, ECHOGENIC TIP, STRL, LTX | 57 | NEEDLE | BIOPSY | FRANSEEN |  |  | 22 GAX15 CM |  |  |  |  | WITH STOP, ECHOGENIC TIP |  |  |  | STERILE |  | LATEX |  |  | https://res.onemed.com/SE/Produktblad/1115842.pdf, https://accessgudid.nlm.nih.gov/devices/00886333002696 | [28 empty] | QC Completed | Production Completed
PDG | 016-249 |  | CHJ | SOURCED | CHJ | OK | CND | OK | Data Enrichment ¦ UNSPSC Classification | [12 empty] | 787 | 787 | ARGON MEDICAL DEVICES INC | ARGON MEDICAL | ARGON MEDICAL DEVICES INC | MFN2208US | MFN2208US | MFN2208US | ARGON | MFN2208US | MFN2208US | ARGON_MFN2208US |  |  |  | Franseen Biopsy Needle 22GA X 20CM With Needle Stop & Echogenic Tip |  | 329 | PRODIGO1073452 |  | MFN2208US | MFN2208US | ARGON MEDICAL DEVICES, INC. | Franseen Biopsy Needle with Echogenic Tip 22ga x 20cm | Franseen Biopsy Needle | 42142504 Biopsy needles | A4215 | NEEDLE, STERILE, ANY SIZE, EACH | Franseen Biopsy Needle with 22G x 20 cm with echogenic tip | NEEDLE, BIOPSY, FRANSEEN, 22 GAX20 CM, WITH STOP, ECHOGENIC TIP, STERILE, LATEX | NEEDLE, BIOPSY, FRANSEEN, 22 GAX20 CM, WITH STOP, ECHOGENIC TIP, STERILE, LATEX | NEEDLE, BX, FRNSN, 22 GAX20 CM, W/ STP, ECHOGENIC TIP, STRL, LTX | NEEDLE, BX, FRNSN, 22 GAX20 CM, W/ STP, ECHOGENIC TIP, STRL, LTX | 57 | NEEDLE | BIOPSY | FRANSEEN |  |  | 22 GAX20 CM |  |  |  |  | WITH STOP, ECHOGENIC TIP |  |  |  | STERILE |  | LATEX |  |  | https://res.onemed.com/SE/Produktblad/1115842.pdf, https://accessgudid.nlm.nih.gov/devices/00886333002689 | [28 empty] | QC Completed | Production Completed
PDG | 016-249 |  | CHJ | SOURCED | CHJ | OK | CND | OK | Data Enrichment ¦ UNSPSC Classification | [12 empty] | 788 | 788 | ARGON MEDICAL DEVICES INC | ARGON MEDICAL | ARGON MEDICAL DEVICES INC | MLS1001 | MLS1001 | MLS1001 | ARGON | MLS1001 | MLS1001 | ARGON_MLS1001 |  |  |  | Locking Syringe 10Cc Luer Lock |  | 329 | PRODIGO1073453 |  | MLS1001 | MLS1001 | ARGON MEDICAL DEVICES, INC. | Locking Syringe 10cc Luer Lock | Syringe | 42142608 Medical syringes without needle | A4657 | SYRINGE, WITH OR WITHOUT NEEDLE, EACH | 10cc Locking Syringe | SYRINGE, MEDICAL, LOCKING, 10 CC, LUER LOCK, STERILE, LATEX | SYRINGE, MEDICAL, LOCKING, 10 CC, LUER LOCK, STERILE, LATEX | SYRINGE, MED, LCK, 10 CC, LL, STRL, LTX | SYRINGE, MED, LCK, 10 CC, LL, STRL, LTX | 33 | SYRINGE | MEDICAL | LOCKING |  |  |  |  | 10 CC |  |  | LUER LOCK |  |  |  | STERILE |  | LATEX |  |  | https://res.onemed.com/SE/Produktblad/1115842.pdf, https://accessgudid.nlm.nih.gov/devices/00886333002771 | [28 empty] | QC Completed | Production Completed
PDG | 016-249 |  | CHJ | SOURCED | CHJ | OK | CND | OK | Data Enrichment ¦ UNSPSC Classification | [12 empty] | 789 | 789 | ARGON MEDICAL DEVICES INC | ARGON MEDICAL | ARGON MEDICAL DEVICES INC | MMC2203US | MMC2203US | MMC2203US | ARGON | MMC2203US | MMC2203US | ARGON_MMC2203US |  |  |  | Maxicell Biopsy Needle 22GA X 9CM With Echogenic Tip |  | 329 | PRODIGO1073455 |  | MMC2203US | MMC2203US | ARGON MEDICAL DEVICES, INC. | MaxiCellGäó Biopsy Needle with Echogenic Tip 22ga x 9cm | MaxiCellGäó Biopsy Needle with Echogenic Tip | 42142504 Biopsy needles | A4215 | NEEDLE, STERILE, ANY SIZE, EACH | Chiba Biopsy Needles 22G x 9 cm with echogenic tip | NEEDLE, BIOPSY, 22 GAX9 CM, WITH ECHOGENIC TIP, STERILE, MAXICELL, LATEX | NEEDLE, BIOPSY, 22 GAX9 CM, WITH ECHOGENIC TIP, STERILE, MAXICELL, LATEX | NEEDLE, BX, 22 GAX9 CM, W/ ECHOGENIC TIP, STRL, MAXICELL, LTX | NEEDLE, BX, 22 GAX9 CM, W/ ECHOGENIC TIP, STRL, MAXICELL, LTX | 55 | NEEDLE | BIOPSY |  |  |  | 22 GAX9 CM |  |  |  |  | WITH ECHOGENIC TIP |  |  |  | STERILE | MAXICELL | LATEX |  |  | https://res.onemed.com/SE/Produktblad/1115842.pdf, https://accessgudid.nlm.nih.gov/devices/00886333002832 | [28 empty] | QC Completed | Production Completed
PDG | 016-249 |  | CHJ | SOURCED | CHJ | OK | CND | OK | Data Enrichment ¦ UNSPSC Classification | [12 empty] | 790 | 790 | ARGON MEDICAL DEVICES INC | ARGON MEDICAL | ARGON MEDICAL DEVICES INC | MMC2206US | MMC2206US | MMC2206US | ARGON | MMC2206US | MMC2206US | ARGON_MMC2206US |  |  |  | Maxicell Biopsy Needle 22GA X 15CM With Echogenic Tip |  | 329 | PRODIGO1073456 |  | MMC2206US | MMC2206US | ARGON MEDICAL DEVICES, INC. | MaxiCellGäó Biopsy Needle with Echogenic Tip 22ga x 15cm | MaxiCellGäó Biopsy Needle with Echogenic Tip | 42142504 Biopsy needles | A4215 | NEEDLE, STERILE, ANY SIZE, EACH | Chiba Biopsy Needles 22G x 15 cm with echogenic tip | NEEDLE, BIOPSY, 22 GAX15 CM, WITH ECHOGENIC TIP, STERILE, MAXICELL, LATEX | NEEDLE, BIOPSY, 22 GAX15 CM, WITH ECHOGENIC TIP, STERILE, MAXICELL, LATEX | NEEDLE, BX, 22 GAX15 CM, W/ ECHOGENIC TIP, STRL, MAXICELL, LTX | NEEDLE, BX, 22 GAX15 CM, W/ ECHOGENIC TIP, STRL, MAXICELL, LTX | 56 | NEEDLE | BIOPSY |  |  |  | 22 GAX15 CM |  |  |  |  | WITH ECHOGENIC TIP |  |  |  | STERILE | MAXICELL | LATEX |  |  | https://res.onemed.com/SE/Produktblad/1115842.pdf, https://accessgudid.nlm.nih.gov/devices/00886333002856 | [28 empty] | QC Completed | Production Completed
PDG | 016-249 |  | CHJ | SOURCED | CHJ | OK | CND | OK | Data Enrichment ¦ UNSPSC Classification | [12 empty] | 791 | 791 | ARGON MEDICAL DEVICES INC | ARGON MEDICAL | ARGON MEDICAL DEVICES INC | MSPN1803 | MSPN1803 | MSPN1803 | ARGON | MSPN1803 | MSPN1803 | ARGON_MSPN1803 |  |  |  | Spinal Biopsy Needle 18GA X 9CM |  | 329 | PRODIGO1073457 |  | MSPN1803 | MSPN1803 | ARGON MEDICAL DEVICES, INC. | Spinal Biopsy Needle 18ga x 9cm | Spinal Biopsy Needle | 42142504 Biopsy needles | A4215 | NEEDLE, STERILE, ANY SIZE, EACH | Spinal Biopsy Needles 18G x 9 cm | NEEDLE, BIOPSY, SPINAL, 18 GAX9 CM, STERILE, LATEX | NEEDLE, BIOPSY, SPINAL, 18 GAX9 CM, STERILE, LATEX | NEEDLE, BX, SPNL, 18 GAX9 CM, STRL, LTX | NEEDLE, BX, SPNL, 18 GAX9 CM, STRL, LTX | 34 | NEEDLE | BIOPSY | SPINAL |  |  | 18 GAX9 CM | [8 empty] | STERILE |  | LATEX |  |  | https://res.onemed.com/SE/Produktblad/1115842.pdf, https://accessgudid.nlm.nih.gov/devices/00886333002917 | [28 empty] | QC Completed | Production Completed
PDG | 016-249 |  | CHJ | SOURCED | CHJ | OK | CND | OK | Data Enrichment ¦ UNSPSC Classification | [12 empty] | 792 | 792 | ARGON MEDICAL DEVICES INC | ARGON MEDICAL | ARGON MEDICAL DEVICES INC | MSPN1806 | MSPN1806 | MSPN1806 | ARGON | MSPN1806 | MSPN1806 | ARGON_MSPN1806 |  |  |  | Spinal Biopsy Needle 18GA X 15CM |  | 329 | PRODIGO1073458 |  | MSPN1806 | MSPN1806 | ARGON MEDICAL DEVICES, INC. | Spinal Biopsy Needle 18ga x 15cm | Spinal Biopsy Needle | 42142504 Biopsy needles | A4215 | NEEDLE, STERILE, ANY SIZE, EACH | Spinal Biopsy Needles 18G x 15 cm | NEEDLE, BIOPSY, SPINAL, 18 GAX15 CM, STERILE, LATEX | NEEDLE, BIOPSY, SPINAL, 18 GAX15 CM, STERILE, LATEX | NEEDLE, BX, SPNL, 18 GAX15 CM, STRL, LTX | NEEDLE, BX, SPNL, 18 GAX15 CM, STRL, LTX | 35 | NEEDLE | BIOPSY | SPINAL |  |  | 18 GAX15 CM | [8 empty] | STERILE |  | LATEX |  |  | https://res.onemed.com/SE/Produktblad/1115842.pdf, https://accessgudid.nlm.nih.gov/devices/00886333002924 | [28 empty] | QC Completed | Production Completed
PDG | 016-249 |  | CHJ | SOURCED | CHJ | OK | CND | OK | Data Enrichment ¦ UNSPSC Classification | [12 empty] | 793 | 793 | ARGON MEDICAL DEVICES INC | ARGON MEDICAL | ARGON MEDICAL DEVICES INC | MSPN2003 | MSPN2003 | MSPN2003 | ARGON | MSPN2003 | MSPN2003 | ARGON_MSPN2003 |  |  |  | Spinal Biopsy Needle 20GA X 9CM |  | 329 | PRODIGO1073459 |  | MSPN2003 | MSPN2003 | ARGON MEDICAL DEVICES, INC. | Spinal Biopsy Needle 20ga x 9cm | Spinal Biopsy Needle | 42142504 Biopsy needles | A4215 | NEEDLE, STERILE, ANY SIZE, EACH | Spinal Biopsy Needles 20G x 9 cm | NEEDLE, BIOPSY, SPINAL, 20 GAX9 CM, STERILE, LATEX | NEEDLE, BIOPSY, SPINAL, 20 GAX9 CM, STERILE, LATEX | NEEDLE, BX, SPNL, 20 GAX9 CM, STRL, LTX | NEEDLE, BX, SPNL, 20 GAX9 CM, STRL, LTX | 34 | NEEDLE | BIOPSY | SPINAL |  |  | 20 GAX9 CM | [8 empty] | STERILE |  | LATEX |  |  | https://res.onemed.com/SE/Produktblad/1115842.pdf, https://accessgudid.nlm.nih.gov/devices/00886333002894 | [28 empty] | QC Completed | Production Completed
PDG | 016-249 |  | CHJ | SOURCED | CHJ | OK | CND | OK | Data Enrichment ¦ UNSPSC Classification | [12 empty] | 794 | 794 | ARGON MEDICAL DEVICES INC | ARGON MEDICAL | ARGON MEDICAL DEVICES INC | MSPN2003US | MSPN2003US | MSPN2003US | ARGON | MSPN2003US | MSPN2003US | ARGON_MSPN2003US |  |  |  | Spinal Biopsy Needle 20GA X 9CM With Echogenic Tip |  | 329 | PRODIGO1073460 |  | MSPN2003US | MSPN2003US | ARGON MEDICAL DEVICES, INC. | Spinal Biopsy Needle with Echogenic Tip 20ga x 9cm | Spinal Biopsy Needle with Echogenic Tip | 42142504 Biopsy needles | A4215 | NEEDLE, STERILE, ANY SIZE, EACH | Spinal Biopsy Needles 20G x 9 cm with echogenic tip | NEEDLE, BIOPSY, SPINAL, 20 GAX9 CM, WITH ECHOGENIC TIP, STERILE, LATEX | NEEDLE, BIOPSY, SPINAL, 20 GAX9 CM, WITH ECHOGENIC TIP, STERILE, LATEX | NEEDLE, BX, SPNL, 20 GAX9 CM, W/ ECHOGENIC TIP, STRL, LTX | NEEDLE, BX, SPNL, 20 GAX9 CM, W/ ECHOGENIC TIP, STRL, LTX | 51 | NEEDLE | BIOPSY | SPINAL |  |  | 20 GAX9 CM |  |  |  |  | WITH ECHOGENIC TIP |  |  |  | STERILE |  | LATEX |  |  | https://res.onemed.com/SE/Produktblad/1115842.pdf, https://accessgudid.nlm.nih.gov/devices/00886333003006 | [28 empty] | QC Completed | Production Completed
PDG | 016-249 |  | CHJ | SOURCED | CHJ | OK | CND | OK | Data Enrichment ¦ UNSPSC Classification | [12 empty] | 795 | 795 | ARGON MEDICAL DEVICES INC | ARGON MEDICAL | ARGON MEDICAL DEVICES INC | MSPN2006 | MSPN2006 | MSPN2006 | ARGON | MSPN2006 | MSPN2006 | ARGON_MSPN2006 |  |  |  | Spinal Biopsy Needle 20GA X 15CM |  | 329 | PRODIGO1073461 |  | MSPN2006 | MSPN2006 | ARGON MEDICAL DEVICES, INC. | Spinal Biopsy Needle 20ga x 15cm | Spinal Biopsy Needle | 42142504 Biopsy needles | A4215 | NEEDLE, STERILE, ANY SIZE, EACH | Spinal Biopsy Needles 20G x 15 cm | NEEDLE, BIOPSY, SPINAL, 20 GAX15 CM, STERILE, LATEX | NEEDLE, BIOPSY, SPINAL, 20 GAX15 CM, STERILE, LATEX, MSPN2006 | NEEDLE, BX, SPNL, 20 GAX15 CM, STRL, LTX | NEEDLE, BX, SPNL, 20 GAX15 CM, STRL, LTX, MSPN2006 | 44 | NEEDLE | BIOPSY | SPINAL |  |  | 20 GAX15 CM | [8 empty] | STERILE |  | LATEX |  |  | https://res.onemed.com/SE/Produktblad/1115842.pdf, https://accessgudid.nlm.nih.gov/devices/00886333002900 |  |  | Description Duplicate - Catalog Added | [25 empty] | QC Completed | Production Completed
PDG | 016-249 |  | CHJ | SOURCED | CHJ | OK | CND | OK | Data Enrichment ¦ UNSPSC Classification | [12 empty] | 796 | 796 | ARGON MEDICAL DEVICES INC | ARGON MEDICAL | ARGON MEDICAL DEVICES INC | MSPN2203 | MSPN2203 | MSPN2203 | ARGON | MSPN2203 | MSPN2203 | ARGON_MSPN2203 |  |  |  | Spinal Biopsy Needle 22GA X 9CM |  | 329 | PRODIGO1073463 |  | MSPN2203 | MSPN2203 | ARGON MEDICAL DEVICES, INC. | Spinal Biopsy Needle 22ga x 9cm | Spinal Biopsy Needle | 42142504 Biopsy needles | A4215 | NEEDLE, STERILE, ANY SIZE, EACH | Spinal Biopsy Needles 22G x 9 cm | NEEDLE, BIOPSY, SPINAL, 22 GAX9 CM, STERILE, LATEX | NEEDLE, BIOPSY, SPINAL, 22 GAX9 CM, STERILE, LATEX | NEEDLE, BX, SPNL, 22 GAX9 CM, STRL, LTX | NEEDLE, BX, SPNL, 22 GAX9 CM, STRL, LTX | 34 | NEEDLE | BIOPSY | SPINAL |  |  | 22 GAX9 CM | [8 empty] | STERILE |  | LATEX |  |  | https://res.onemed.com/SE/Produktblad/1115842.pdf, https://accessgudid.nlm.nih.gov/devices/00886333002931 | [28 empty] | QC Completed | Production Completed
PDG | 016-249 |  | CHJ | SOURCED | CHJ | OK | CND | OK | Data Enrichment ¦ UNSPSC Classification | [12 empty] | 797 | 797 | ARGON MEDICAL DEVICES INC | ARGON MEDICAL | ARGON MEDICAL DEVICES INC | MSPN2203US | MSPN2203US | MSPN2203US | ARGON | MSPN2203US | MSPN2203US | ARGON_MSPN2203US |  |  |  | Spinal Biopsy Needle 22GA X 9CM With Echogenic Tip |  | 329 | PRODIGO1073464 |  | MSPN2203US | MSPN2203US | ARGON MEDICAL DEVICES, INC. | Spinal Biopsy Needle with Echogenic Tip 22ga x 9cm | Spinal Biopsy Needle with Echogenic Tip | 42142504 Biopsy needles | A4215 | NEEDLE, STERILE, ANY SIZE, EACH | Spinal Biopsy Needles 22G x 9 cm with echogenic tip | NEEDLE, BIOPSY, SPINAL, 22 GAX9 CM, WITH ECHOGENIC TIP, STERILE, LATEX | NEEDLE, BIOPSY, SPINAL, 22 GAX9 CM, WITH ECHOGENIC TIP, STERILE, LATEX | NEEDLE, BX, SPNL, 22 GAX9 CM, W/ ECHOGENIC TIP, STRL, LTX | NEEDLE, BX, SPNL, 22 GAX9 CM, W/ ECHOGENIC TIP, STRL, LTX | 51 | NEEDLE | BIOPSY | SPINAL |  |  | 22 GAX9 CM |  |  |  |  | WITH ECHOGENIC TIP |  |  |  | STERILE |  | LATEX |  |  | https://res.onemed.com/SE/Produktblad/1115842.pdf, https://accessgudid.nlm.nih.gov/devices/00886333003013 | [28 empty] | QC Completed | Production Completed
PDG | 016-249 |  | CHJ | SOURCED | CHJ | OK | CND | OK | Data Enrichment ¦ UNSPSC Classification | [12 empty] | 798 | 798 | ARGON MEDICAL DEVICES INC | ARGON MEDICAL | ARGON MEDICAL DEVICES INC | MSPN2206 | MSPN2206 | MSPN2206 | ARGON | MSPN2206 | MSPN2206 | ARGON_MSPN2206 |  |  |  | Spinal Biopsy Needle 22GA X 15CM |  | 329 | PRODIGO1073465 |  | MSPN2206 | MSPN2206 | ARGON MEDICAL DEVICES, INC. | Spinal Biopsy Needle 22ga x 15cm | Spinal Biopsy Needle | 42142504 Biopsy needles | A4215 | NEEDLE, STERILE, ANY SIZE, EACH | Spinal Biopsy Needles 22G x 15 cm | NEEDLE, BIOPSY, SPINAL, 22 GAX15 CM, STERILE, LATEX | NEEDLE, BIOPSY, SPINAL, 22 GAX15 CM, STERILE, LATEX | NEEDLE, BX, SPNL, 22 GAX15 CM, STRL, LTX | NEEDLE, BX, SPNL, 22 GAX15 CM, STRL, LTX | 35 | NEEDLE | BIOPSY | SPINAL |  |  | 22 GAX15 CM | [8 empty] | STERILE |  | LATEX |  |  | https://res.onemed.com/SE/Produktblad/1115842.pdf, https://accessgudid.nlm.nih.gov/devices/00886333002962 |  |  | Description Duplicate - Catalog Added | [25 empty] | QC Completed | Production Completed
PDG | 016-249 |  | CHJ | SOURCED | CHJ | OK | CND | OK | Data Enrichment ¦ UNSPSC Classification | [12 empty] | 799 | 799 | ARGON MEDICAL DEVICES INC | ARGON MEDICAL | ARGON MEDICAL DEVICES INC | MSPN2206US | MSPN2206US | MSPN2206US | ARGON | MSPN2206US | MSPN2206US | ARGON_MSPN2206US |  |  |  | Spinal Biopsy Needle 22GA X 15CM With Echogenic Tip |  | 329 | PRODIGO1073466 |  | MSPN2206US | MSPN2206US | ARGON MEDICAL DEVICES, INC. | Spinal Biopsy Needle with Echogenic Tip 22ga x 15cm | Spinal Biopsy Needle with Echogenic Tip | 42142504 Biopsy needles | A4215 | NEEDLE, STERILE, ANY SIZE, EACH | Spinal Biopsy Needles 22G x 15 cm with echogenic tip | NEEDLE, BIOPSY, SPINAL, 22 GAX15 CM, WITH ECHOGENIC TIP, STERILE, LATEX | NEEDLE, BIOPSY, SPINAL, 22 GAX15 CM, WITH ECHOGENIC TIP, STERILE, LATEX | NEEDLE, BX, SPNL, 22 GAX15 CM, W/ ECHOGENIC TIP, STRL, LTX | NEEDLE, BX, SPNL, 22 GAX15 CM, W/ ECHOGENIC TIP, STRL, LTX | 52 | NEEDLE | BIOPSY | SPINAL |  |  | 22 GAX15 CM |  |  |  |  | WITH ECHOGENIC TIP |  |  |  | STERILE |  | LATEX |  |  | https://res.onemed.com/SE/Produktblad/1115842.pdf, https://accessgudid.nlm.nih.gov/devices/00886333002986 | [28 empty] | QC Completed | Production Completed
PDG | 016-249 |  | CHJ | SOURCED | CHJ | OK | CND | OK | Data Enrichment ¦ UNSPSC Classification | [12 empty] | 800 | 800 | ARGON MEDICAL DEVICES INC | ARGON MEDICAL | ARGON MEDICAL DEVICES INC | MSPN2208 | MSPN2208 | MSPN2208 | ARGON | MSPN2208 | MSPN2208 | ARGON_MSPN2208 |  |  |  | Spinal Biopsy Needle 22GA X 20CM |  | 329 | PRODIGO1073467 |  | MSPN2208 | MSPN2208 | ARGON MEDICAL DEVICES, INC. | Spinal Biopsy Needle 22ga x 20cm | Spinal Biopsy Needle | 42142504 Biopsy needles | A4215 | NEEDLE, STERILE, ANY SIZE, EACH | Spinal Biopsy Needles 22G x 20 cm | NEEDLE, BIOPSY, SPINAL, 22 GAX20 CM, STERILE, LATEX | NEEDLE, BIOPSY, SPINAL, 22 GAX20 CM, STERILE, LATEX | NEEDLE, BX, SPNL, 22 GAX20 CM, STRL, LTX | NEEDLE, BX, SPNL, 22 GAX20 CM, STRL, LTX | 35 | NEEDLE | BIOPSY | SPINAL |  |  | 22 GAX20 CM | [8 empty] | STERILE |  | LATEX |  |  | https://res.onemed.com/SE/Produktblad/1115842.pdf, https://accessgudid.nlm.nih.gov/devices/00886333002955 | [28 empty] | QC Completed | Production Completed
PDG | 016-249 |  | CHJ | THIRD PARTY | CHJ | OK | CND | OK | Data Enrichment ¦ UNSPSC Classification | [12 empty] | 801 | 801 | ARGON MEDICAL DEVICES INC | ARGON MEDICAL | ARGON MEDICAL DEVICES INC | MSPN2502 | MSPN2502 | MSPN2502 | ARGON | MSPN2502 | MSPN2502 | ARGON_MSPN2502 |  |  |  | Spinal Biopsy Needle 25GA X 4CM |  | 329 | PRODIGO1073468 |  | MSPN2502 | MSPN2502 | ARGON MEDICAL DEVICES, INC. | Spinal Biopsy Needle 25ga x 4cm | Spinal Biopsy Needle | 42142504 Biopsy needles | A4215 | NEEDLE, STERILE, ANY SIZE, EACH | Spinal Biopsy Needle 25ga x 4cm | NEEDLE, BIOPSY, SPINAL, 25 GAX4 CM, STERILE, LATEX | NEEDLE, BIOPSY, SPINAL, 25 GAX4 CM, STERILE, LATEX | NEEDLE, BX, SPNL, 25 GAX4 CM, STRL, LTX | NEEDLE, BX, SPNL, 25 GAX4 CM, STRL, LTX | 34 | NEEDLE | BIOPSY | SPINAL |  |  | 25 GAX4 CM | [8 empty] | STERILE |  | LATEX |  |  | https://accessgudid.nlm.nih.gov/devices/00886333002948 | [28 empty] | QC Completed | Production Completed
PDG | 016-249 |  | CHJ | THIRD PARTY | CHJ | OK | CND | OK | Data Enrichment ¦ UNSPSC Classification | [12 empty] | 802 | 802 | ARGON MEDICAL DEVICES INC | ARGON MEDICAL | ARGON MEDICAL DEVICES INC | MTN1806 | MTN1806 | MTN1806 | ARGON | MTN1806 | MTN1806 | ARGON_MTN1806 |  |  |  | Trocar Biopsy Needle 18GA X 15CM |  | 329 | PRODIGO1073469 |  | MTN1806 | MTN1806 | ARGON MEDICAL DEVICES, INC. | Trocar Biopsy Needle 18ga x 15cm | Trocar Biopsy Needle | 42142504 Biopsy needles | A4215 | NEEDLE, STERILE, ANY SIZE, EACH | Trocar Biopsy Needle 18ga x 15cm | NEEDLE, BIOPSY, TROCAR, 18 GAX15 CM, STERILE, LATEX | NEEDLE, BIOPSY, TROCAR, 18 GAX15 CM, STERILE, LATEX | NEEDLE, BX, TROCAR, 18 GAX15 CM, STRL, LTX | NEEDLE, BX, TROCAR, 18 GAX15 CM, STRL, LTX | 37 | NEEDLE | BIOPSY | TROCAR |  |  | 18 GAX15 CM | [8 empty] | STERILE |  | LATEX |  |  | https://accessgudid.nlm.nih.gov/devices/00886333003020 | [28 empty] | QC Completed | Production Completed
PDG | 016-249 |  | CHJ | THIRD PARTY | CHJ | OK | CND | OK | Data Enrichment ¦ UNSPSC Classification | [12 empty] | 803 | 803 | ARGON MEDICAL DEVICES INC | ARGON MEDICAL | ARGON MEDICAL DEVICES INC | MTN1808 | MTN1808 | MTN1808 | ARGON | MTN1808 | MTN1808 | ARGON_MTN1808 |  |  |  | Trocar Biopsy Needle 18GA X 20CM |  | 329 | PRODIGO1073470 |  | MTN1808 | MTN1808 | ARGON MEDICAL DEVICES, INC. | Trocar Biopsy Needle 18ga x 20cm | Trocar Biopsy Needle | 42142504 Biopsy needles | A4215 | NEEDLE, STERILE, ANY SIZE, EACH | Trocar Biopsy Needle 18ga x 20cm | NEEDLE, BIOPSY, TROCAR, 18 GAX20 CM, STERILE, LATEX | NEEDLE, BIOPSY, TROCAR, 18 GAX20 CM, STERILE, LATEX | NEEDLE, BX, TROCAR, 18 GAX20 CM, STRL, LTX | NEEDLE, BX, TROCAR, 18 GAX20 CM, STRL, LTX | 37 | NEEDLE | BIOPSY | TROCAR |  |  | 18 GAX20 CM | [8 empty] | STERILE |  | LATEX |  |  | https://accessgudid.nlm.nih.gov/devices/00886333003037 | [28 empty] | QC Completed | Production Completed
PDG | 016-249 |  | CHJ | SOURCED | CHJ | OK | CND | OK | Data Enrichment ¦ UNSPSC Classification | [12 empty] | 804 | 804 | ARGON MEDICAL DEVICES INC | ARGON MEDICAL | ARGON MEDICAL DEVICES INC | MWN2003 | MWN2003 | MWN2003 | ARGON | MWN2003 | MWN2003 | ARGON_MWN2003 |  |  |  | Westcott Biopsy Needle 20GA X 9CM |  | 329 | PRODIGO1073471 |  | MWN2003 | MWN2003 | ARGON MEDICAL DEVICES, INC. | Westcott Biopsy Needle 20ga x 9cm | Westcott Biopsy Needle | 42142504 Biopsy needles | A4215 | NEEDLE, STERILE, ANY SIZE, EACH | Westcott Biopsy Needles 20G x 9 cm | NEEDLE, BIOPSY, 20 GAX9 CM, STERILE, WESTCOTT, LATEX | NEEDLE, BIOPSY, 20 GAX9 CM, STERILE, WESTCOTT, LATEX | NEEDLE, BX, 20 GAX9 CM, STRL, WESTCOTT, LTX | NEEDLE, BX, 20 GAX9 CM, STRL, WESTCOTT, LTX | 38 | NEEDLE | BIOPSY |  |  |  | 20 GAX9 CM | [8 empty] | STERILE | WESTCOTT | LATEX |  |  | https://res.onemed.com/SE/Produktblad/1115842.pdf, https://accessgudid.nlm.nih.gov/devices/00886333003068 | [28 empty] | QC Completed | Production Completed
PDG | 016-249 |  | CHJ | SOURCED | CHJ | OK | CND | OK | Data Enrichment ¦ UNSPSC Classification | [12 empty] | 805 | 805 | ARGON MEDICAL DEVICES INC | ARGON MEDICAL | ARGON MEDICAL DEVICES INC | MWN2003US | MWN2003US | MWN2003US | ARGON | MWN2003US | MWN2003US | ARGON_MWN2003US |  |  |  | Westcott Biopsy Needle 20GA X 9CM With Echogenic Tip |  | 329 | PRODIGO1073472 |  | MWN2003US | MWN2003US | ARGON MEDICAL DEVICES, INC. | Westcott Biopsy Needle with Echogenic Tip 20ga x 9cm | Westcott Biopsy Needle with Echogenic Tip | 42142504 Biopsy needles | A4215 | NEEDLE, STERILE, ANY SIZE, EACH | Westcott Biopsy Needles 20G x 9 cm with echogenic tip | NEEDLE, BIOPSY, 20 GAX9 CM, WITH ECHOGENIC TIP, STERILE, WESTCOTT, LATEX | NEEDLE, BIOPSY, 20 GAX9 CM, WITH ECHOGENIC TIP, STERILE, WESTCOTT, LATEX | NEEDLE, BX, 20 GAX9 CM, W/ ECHOGENIC TIP, STRL, WESTCOTT, LTX | NEEDLE, BX, 20 GAX9 CM, W/ ECHOGENIC TIP, STRL, WESTCOTT, LTX | 55 | NEEDLE | BIOPSY |  |  |  | 20 GAX9 CM |  |  |  |  | WITH ECHOGENIC TIP |  |  |  | STERILE | WESTCOTT | LATEX |  |  | https://res.onemed.com/SE/Produktblad/1115842.pdf, https://accessgudid.nlm.nih.gov/devices/00886333003150 | [28 empty] | QC Completed | Production Completed
PDG | 016-249 |  | CHJ | SOURCED | CHJ | OK | CND | OK | Data Enrichment ¦ UNSPSC Classification | [12 empty] | 806 | 806 | ARGON MEDICAL DEVICES INC | ARGON MEDICAL | ARGON MEDICAL DEVICES INC | MWN2006 | MWN2006 | MWN2006 | ARGON | MWN2006 | MWN2006 | ARGON_MWN2006 |  |  |  | Westcott Biopsy Needle 20GA X 15CM |  | 329 | PRODIGO1073473 |  | MWN2006 | MWN2006 | ARGON MEDICAL DEVICES, INC. | Westcott Biopsy Needle 20ga x 15cm | Westcott Biopsy Needle | 42142504 Biopsy needles | A4215 | NEEDLE, STERILE, ANY SIZE, EACH | Westcott Biopsy Needles 20G x 15 cm | NEEDLE, BIOPSY, 20 GAX15 CM, STERILE, WESTCOTT, LATEX | NEEDLE, BIOPSY, 20 GAX15 CM, STERILE, WESTCOTT, LATEX | NEEDLE, BX, 20 GAX15 CM, STRL, WESTCOTT, LTX | NEEDLE, BX, 20 GAX15 CM, STRL, WESTCOTT, LTX | 39 | NEEDLE | BIOPSY |  |  |  | 20 GAX15 CM | [8 empty] | STERILE | WESTCOTT | LATEX |  |  | https://res.onemed.com/SE/Produktblad/1115842.pdf, https://accessgudid.nlm.nih.gov/devices/00886333003082 | [28 empty] | QC Completed | Production Completed
PDG | 016-249 |  | CHJ | SOURCED | CHJ | OK | CND | OK | Data Enrichment ¦ UNSPSC Classification | [12 empty] | 807 | 807 | ARGON MEDICAL DEVICES INC | ARGON MEDICAL | ARGON MEDICAL DEVICES INC | MWN2008 | MWN2008 | MWN2008 | ARGON | MWN2008 | MWN2008 | ARGON_MWN2008 |  |  |  | Westcott Biopsy Needle 20GA X 20CM |  | 329 | PRODIGO1073475 |  | MWN2008 | MWN2008 | ARGON MEDICAL DEVICES, INC. | Westcott Biopsy Needle 20ga x 20cm | Westcott Biopsy Needle | 42142504 Biopsy needles | A4215 | NEEDLE, STERILE, ANY SIZE, EACH | Westcott Biopsy Needles 20G x 20 cm | NEEDLE, BIOPSY, 20 GAX20 CM, STERILE, WESTCOTT, LATEX | NEEDLE, BIOPSY, 20 GAX20 CM, STERILE, WESTCOTT, LATEX | NEEDLE, BX, 20 GAX20 CM, STRL, WESTCOTT, LTX | NEEDLE, BX, 20 GAX20 CM, STRL, WESTCOTT, LTX | 39 | NEEDLE | BIOPSY |  |  |  | 20 GAX20 CM | [8 empty] | STERILE | WESTCOTT | LATEX |  |  | https://res.onemed.com/SE/Produktblad/1115842.pdf, https://accessgudid.nlm.nih.gov/devices/00886333003099 | [28 empty] | QC Completed | Production Completed
PDG | 016-249 |  | CHJ | SOURCED | CHJ | OK | CND | OK | Data Enrichment ¦ UNSPSC Classification | [12 empty] | 808 | 808 | ARGON MEDICAL DEVICES INC | ARGON MEDICAL | ARGON MEDICAL DEVICES INC | MWN2008US | MWN2008US | MWN2008US | ARGON | MWN2008US | MWN2008US | ARGON_MWN2008US |  |  |  | Westcott Biopsy Needle 20GA X 20CM With Echogenic Tip |  | 329 | PRODIGO1073476 |  | MWN2008US | MWN2008US | ARGON MEDICAL DEVICES, INC. | Westcott Biopsy Needle with Echogenic Tip 20ga x 20cm | Westcott Biopsy Needle with Echogenic Tip | 42142504 Biopsy needles | A4215 | NEEDLE, STERILE, ANY SIZE, EACH | Westcott Biopsy Needles 20G x 20 cm with echogenic tip | NEEDLE, BIOPSY, 20 GAX20 CM, WITH ECHOGENIC TIP, STERILE, WESTCOTT, LATEX | NEEDLE, BIOPSY, 20 GAX20 CM, WITH ECHOGENIC TIP, STERILE, WESTCOTT, LATEX | NEEDLE, BX, 20 GAX20 CM, W/ ECHOGENIC TIP, STRL, WESTCOTT, LTX | NEEDLE, BX, 20 GAX20 CM, W/ ECHOGENIC TIP, STRL, WESTCOTT, LTX | 56 | NEEDLE | BIOPSY |  |  |  | 20 GAX20 CM |  |  |  |  | WITH ECHOGENIC TIP |  |  |  | STERILE | WESTCOTT | LATEX |  |  | https://res.onemed.com/SE/Produktblad/1115842.pdf, https://accessgudid.nlm.nih.gov/devices/00886333003143 | [28 empty] | QC Completed | Production Completed
PDG | 016-249 |  | CHJ | SOURCED | CHJ | OK | CND | OK | Data Enrichment ¦ UNSPSC Classification | [12 empty] | 809 | 809 | ARGON MEDICAL DEVICES INC | ARGON MEDICAL | ARGON MEDICAL DEVICES INC | MWN2203 | MWN2203 | MWN2203 | ARGON | MWN2203 | MWN2203 | ARGON_MWN2203 |  |  |  | Westcott Biopsy Needle 22GA X 9CM |  | 329 | PRODIGO1073477 |  | MWN2203 | MWN2203 | ARGON MEDICAL DEVICES, INC. | Westcott Biopsy Needle 22ga x 9cm | Westcott Biopsy Needle | 42142504 Biopsy needles | A4215 | NEEDLE, STERILE, ANY SIZE, EACH | Westcott Biopsy Needles 22G x 9 cm | NEEDLE, BIOPSY, 22 GAX9 CM, STERILE, WESTCOTT, LATEX | NEEDLE, BIOPSY, 22 GAX9 CM, STERILE, WESTCOTT, LATEX | NEEDLE, BX, 22 GAX9 CM, STRL, WESTCOTT, LTX | NEEDLE, BX, 22 GAX9 CM, STRL, WESTCOTT, LTX | 38 | NEEDLE | BIOPSY |  |  |  | 22 GAX9 CM | [8 empty] | STERILE | WESTCOTT | LATEX |  |  | https://res.onemed.com/SE/Produktblad/1115842.pdf, https://accessgudid.nlm.nih.gov/devices/00886333003051 | [28 empty] | QC Completed | Production Completed
PDG | 016-249 |  | CHJ | SOURCED | CHJ | OK | CND | OK | Data Enrichment ¦ UNSPSC Classification | [12 empty] | 810 | 810 | ARGON MEDICAL DEVICES INC | ARGON MEDICAL | ARGON MEDICAL DEVICES INC | MWN2203US | MWN2203US | MWN2203US | ARGON | MWN2203US | MWN2203US | ARGON_MWN2203US |  |  |  | Westcott Biopsy Needle 22GA X 9CM With Echogenic Tip |  | 329 | PRODIGO1073478 |  | MWN2203US | MWN2203US | ARGON MEDICAL DEVICES, INC. | Westcott Biopsy Needle with Echogenic Tip 22ga x 9cm | Westcott Biopsy Needle with Echogenic Tip | 42142504 Biopsy needles | A4215 | NEEDLE, STERILE, ANY SIZE, EACH | Westcott Biopsy Needles 22G x 9 cm with echogenic tip | NEEDLE, BIOPSY, 22 GAX9 CM, WITH ECHOGENIC TIP, STERILE, WESTCOTT, LATEX | NEEDLE, BIOPSY, 22 GAX9 CM, WITH ECHOGENIC TIP, STERILE, WESTCOTT, LATEX | NEEDLE, BX, 22 GAX9 CM, W/ ECHOGENIC TIP, STRL, WESTCOTT, LTX | NEEDLE, BX, 22 GAX9 CM, W/ ECHOGENIC TIP, STRL, WESTCOTT, LTX | 55 | NEEDLE | BIOPSY |  |  |  | 22 GAX9 CM |  |  |  |  | WITH ECHOGENIC TIP |  |  |  | STERILE | WESTCOTT | LATEX |  |  | https://res.onemed.com/SE/Produktblad/1115842.pdf, https://accessgudid.nlm.nih.gov/devices/00886333003112 | [28 empty] | QC Completed | Production Completed
PDG | 016-249 |  | CHJ | SOURCED | CHJ | OK | CND | OK | Data Enrichment ¦ UNSPSC Classification | [12 empty] | 811 | 811 | ARGON MEDICAL DEVICES INC | ARGON MEDICAL | ARGON MEDICAL DEVICES INC | MWN2206 | MWN2206 | MWN2206 | ARGON | MWN2206 | MWN2206 | ARGON_MWN2206 |  |  |  | Westcott Biopsy Needle 22GA X 15CM |  | 329 | PRODIGO1073479 |  | MWN2206 | MWN2206 | ARGON MEDICAL DEVICES, INC. | Westcott Biopsy Needle 22ga x 15cm | Westcott Biopsy Needle | 42142504 Biopsy needles | A4215 | NEEDLE, STERILE, ANY SIZE, EACH | Westcott Biopsy Needles 22G x 15 cm | NEEDLE, BIOPSY, 22 GAX15 CM, STERILE, WESTCOTT, LATEX | NEEDLE, BIOPSY, 22 GAX15 CM, STERILE, WESTCOTT, LATEX | NEEDLE, BX, 22 GAX15 CM, STRL, WESTCOTT, LTX | NEEDLE, BX, 22 GAX15 CM, STRL, WESTCOTT, LTX | 39 | NEEDLE | BIOPSY |  |  |  | 22 GAX15 CM | [8 empty] | STERILE | WESTCOTT | LATEX |  |  | https://res.onemed.com/SE/Produktblad/1115842.pdf, https://accessgudid.nlm.nih.gov/devices/00886333003044 | [28 empty] | QC Completed | Production Completed
PDG | 016-249 |  | CHJ | SOURCED | CHJ | OK | CND | OK | Data Enrichment ¦ UNSPSC Classification | [12 empty] | 812 | 812 | ARGON MEDICAL DEVICES INC | ARGON MEDICAL | ARGON MEDICAL DEVICES INC | MWN2206US | MWN2206US | MWN2206US | ARGON | MWN2206US | MWN2206US | ARGON_MWN2206US |  |  |  | Westcott Biopsy Needle 22GA X 15CM With Echogenic Tip |  | 329 | PRODIGO1073480 |  | MWN2206US | MWN2206US | ARGON MEDICAL DEVICES, INC. | Westcott Biopsy Needle with Echogenic Tip 22ga x 15cm | Westcott Biopsy Needle with Echogenic Tip | 42142504 Biopsy needles | A4215 | NEEDLE, STERILE, ANY SIZE, EACH | Westcott Biopsy Needles 22G x 15 cm with echogenic tip | NEEDLE, BIOPSY, 22 GAX15 CM, WITH ECHOGENIC TIP, STERILE, WESTCOTT, LATEX | NEEDLE, BIOPSY, 22 GAX15 CM, WITH ECHOGENIC TIP, STERILE, WESTCOTT, LATEX | NEEDLE, BX, 22 GAX15 CM, W/ ECHOGENIC TIP, STRL, WESTCOTT, LTX | NEEDLE, BX, 22 GAX15 CM, W/ ECHOGENIC TIP, STRL, WESTCOTT, LTX | 56 | NEEDLE | BIOPSY |  |  |  | 22 GAX15 CM |  |  |  |  | WITH ECHOGENIC TIP |  |  |  | STERILE | WESTCOTT | LATEX |  |  | https://res.onemed.com/SE/Produktblad/1115842.pdf, https://accessgudid.nlm.nih.gov/devices/00886333003136 | [28 empty] | QC Completed | Production Completed
PDG | 016-249 |  | CHJ | SOURCED | CHJ | OK | CND | OK | Data Enrichment ¦ UNSPSC Classification | [12 empty] | 813 | 813 | ARGON MEDICAL DEVICES INC | ARGON MEDICAL | ARGON MEDICAL DEVICES INC | MWN2208 | MWN2208 | MWN2208 | ARGON | MWN2208 | MWN2208 | ARGON_MWN2208 |  |  |  | Westcott Biopsy Needle 22GA X 20CM |  | 329 | PRODIGO1073481 |  | MWN2208 | MWN2208 | ARGON MEDICAL DEVICES, INC. | Westcott Biopsy Needle 22ga x 20cm | Westcott Biopsy Needle | 42142504 Biopsy needles | A4215 | NEEDLE, STERILE, ANY SIZE, EACH | Westcott Biopsy Needles 22G x 20 cm | NEEDLE, BIOPSY, 22 GAX20 CM, STERILE, WESTCOTT, LATEX | NEEDLE, BIOPSY, 22 GAX20 CM, STERILE, WESTCOTT, LATEX | NEEDLE, BX, 22 GAX20 CM, STRL, WESTCOTT, LTX | NEEDLE, BX, 22 GAX20 CM, STRL, WESTCOTT, LTX | 39 | NEEDLE | BIOPSY |  |  |  | 22 GAX20 CM | [8 empty] | STERILE | WESTCOTT | LATEX |  |  | https://res.onemed.com/SE/Produktblad/1115842.pdf, https://accessgudid.nlm.nih.gov/devices/00886333003075 | [28 empty] | QC Completed | Production Completed
PDG | 016-249 |  | CHJ | SOURCED | CHJ | OK | CND | OK | Data Enrichment ¦ UNSPSC Classification | [12 empty] | 814 | 814 | ARGON MEDICAL DEVICES INC | ARGON MEDICAL | ARGON MEDICAL DEVICES INC | OBN16075 | OBN16075 | OBN16075 | ARGON | OBN16075 | OBN16075 | ARGON_OBN16075 |  |  |  | Osty-Core Bone Biopsy Needle 16GA X 7.5CM |  | 329 | PRODIGO1073483 |  | OBN16075 | OBN16075 | ARGON MEDICAL DEVICES, INC. | Osty-CoreGäó Bone Biopsy Needle 16ga x 7.5cm | Osty-CoreGäó Bone Biopsy Needle | 42142504 Biopsy needles | A4215 | NEEDLE, STERILE, ANY SIZE, EACH | Osty-Core Bone Biopsy Needles 16G x 7.5 cm | NEEDLE, BIOPSY, OSTY-CORE, 16 GAX7.5 CM, BONE, STERILE, LATEX | NEEDLE, BIOPSY, OSTY-CORE, 16 GAX7.5 CM, BONE, STERILE, LATEX | NEEDLE, BX, OSTY-CORE, 16 GAX7.5 CM, BNE, STRL, LTX | NEEDLE, BX, OSTY-CORE, 16 GAX7.5 CM, BNE, STRL, LTX | 45 | NEEDLE | BIOPSY | OSTY-CORE |  |  | 16 GAX7.5 CM |  |  |  | BONE |  |  |  |  | STERILE |  | LATEX |  |  | https://res.onemed.com/SE/Produktblad/1115842.pdf, https://accessgudid.nlm.nih.gov/devices/00886333003174 | [28 empty] | QC Completed | Production Completed
PDG | 016-249 |  | CHJ | SOURCED | CHJ | OK | CND | OK | Data Enrichment ¦ UNSPSC Classification | [12 empty] | 815 | 815 | ARGON MEDICAL DEVICES INC | ARGON MEDICAL | ARGON MEDICAL DEVICES INC | OBN16125 | OBN16125 | OBN16125 | ARGON | OBN16125 | OBN16125 | ARGON_OBN16125 |  |  |  | Osty-Core Bone Biopsy Needle 16GA X 12.5CM |  | 329 | PRODIGO1073484 |  | OBN16125 | OBN16125 | ARGON MEDICAL DEVICES, INC. | Osty-CoreGäó Bone Biopsy Needle 16ga x 12.5cm | Osty-CoreGäó Bone Biopsy Needle | 42142504 Biopsy needles | A4215 | NEEDLE, STERILE, ANY SIZE, EACH | Osty-Core Bone Biopsy Needles 16G x 12.5 cm optional co-axial needle MCXS1610AX | NEEDLE, BIOPSY, OSTY-CORE, 16 GAX12.5 CM, BONE, STERILE, LATEX | NEEDLE, BIOPSY, OSTY-CORE, 16 GAX12.5 CM, BONE, STERILE, LATEX | NEEDLE, BX, OSTY-CORE, 16 GAX12.5 CM, BNE, STRL, LTX | NEEDLE, BX, OSTY-CORE, 16 GAX12.5 CM, BNE, STRL, LTX | 46 | NEEDLE | BIOPSY | OSTY-CORE |  |  | 16 GAX12.5 CM |  |  |  | BONE |  |  |  |  | STERILE |  | LATEX |  |  | https://res.onemed.com/SE/Produktblad/1115842.pdf, https://accessgudid.nlm.nih.gov/devices/00886333003181 | [28 empty] | QC Completed | Production Completed
PDG | 016-249 |  | CHJ | SOURCED | CHJ | OK | CND | OK | Data Enrichment ¦ UNSPSC Classification | [12 empty] | 816 | 816 | ARGON MEDICAL DEVICES INC | ARGON MEDICAL | ARGON MEDICAL DEVICES INC | RTD001X | RTD001X | RTD001X | ARGON | RTD001X | RTD001X | ARGON_RTD001X |  |  |  | Galactography Kit 24GA Curved Cannula |  | 329 | PRODIGO1073485 |  | RTD001X | RTD001X | ARGON MEDICAL DEVICES, INC. | Galactography Kit 24ga with Curved Cannula | Galactography Kit | 42201862 Medical imaging contrast agent injector accessories |  |  | Galactography Kits 24G with curved cannula | GALACTOGRAPHY KIT, 24 GA, WITH CURVED CANNULA, STERILE, LATEX | GALACTOGRAPHY KIT, 24 GA, WITH CURVED CANNULA, STERILE, LATEX | GALACTOGRAPHY KIT, 24 GA, W/ CRV CANN, STRL, LTX | GALACTOGRAPHY KIT, 24 GA, W/ CRV CANN, STRL, LTX | 44 | GALACTOGRAPHY KIT |  |  |  |  | 24 GA |  |  |  |  | WITH CURVED CANNULA |  |  |  | STERILE |  | LATEX |  |  | https://res.onemed.com/SE/Produktblad/1115842.pdf, https://accessgudid.nlm.nih.gov/devices/00886333222933 |  |  |  |  | Classified to nearest commodity Level | [23 empty] | QC Completed | Production Completed
PDG | 016-249 |  | CHJ | THIRD PARTY | CHJ | OK | CND | OK | Data Enrichment ¦ UNSPSC Classification | [12 empty] | 817 | 817 | ARGON MEDICAL DEVICES INC | ARGON MEDICAL | ARGON MEDICAL DEVICES INC | SFN2015 | SFN2015 | SFN2015 | ARGON | SFN2015 | SFN2015 | ARGON_SFN2015 |  |  |  | Spinal Needle 20GA X 15CM |  | 329 | PRODIGO1073486 |  | SFN-2015 | SFN-2015 | ARGON MEDICAL DEVICES, INC. | Spinal Needle 20g x 15cm | Spinal Needle | 42142504 Biopsy needles | A4215 | NEEDLE, STERILE, ANY SIZE, EACH | Spinal Needle 20g x 15cm | NEEDLE, BIOPSY, SPINAL, 20 GAX15 CM, STERILE, LATEX | NEEDLE, BIOPSY, SPINAL, 20 GAX15 CM, STERILE, LATEX | NEEDLE, BX, SPNL, 20 GAX15 CM, STRL, LTX | NEEDLE, BX, SPNL, 20 GAX15 CM, STRL, LTX | 35 | NEEDLE | BIOPSY | SPINAL |  |  | 20 GAX15 CM | [8 empty] | STERILE |  | LATEX |  |  | https://accessgudid.nlm.nih.gov/devices/00886333220144 | [28 empty] | QC Completed | Production Completed
PDG | 016-249 |  | CHJ | THIRD PARTY | CHJ | OK | CND | OK | Data Enrichment ¦ UNSPSC Classification | [12 empty] | 818 | 818 | ARGON MEDICAL DEVICES INC | ARGON MEDICAL | ARGON MEDICAL DEVICES INC | SFN2215 | SFN2215 | SFN2215 | ARGON | SFN2215 | SFN2215 | ARGON_SFN2215 |  |  |  | Spinal Needle 22GA X 15CM |  | 329 | PRODIGO1073487 |  | SFN-2215 | SFN-2215 | ARGON MEDICAL DEVICES, INC. | Spinal Needle 22g x 15cm | Spinal Needle | 42142504 Biopsy needles | A4215 | NEEDLE, STERILE, ANY SIZE, EACH | Spinal Needle 22g x 15cm | NEEDLE, BIOPSY, SPINAL, 22 GAX15 CM, STERILE, LATEX | NEEDLE, BIOPSY, SPINAL, 22 GAX15 CM, STERILE, LATEX | NEEDLE, BX, SPNL, 22 GAX15 CM, STRL, LTX | NEEDLE, BX, SPNL, 22 GAX15 CM, STRL, LTX | 35 | NEEDLE | BIOPSY | SPINAL |  |  | 22 GAX15 CM | [8 empty] | STERILE |  | LATEX |  |  | https://accessgudid.nlm.nih.gov/devices/00886333220168 | [28 empty] | QC Completed | Production Completed
PDG | 016-249 |  | CHJ | SOURCED | CHJ | OK | CND | OK | Data Enrichment ¦ UNSPSC Classification | [12 empty] | 819 | 819 | ARGON MEDICAL DEVICES INC | ARGON MEDICAL | ARGON MEDICAL DEVICES INC | SN1902 | SN1902 | SN1902 | ARGON | SN1902 | SN1902 | ARGON_SN1902 |  |  |  | Seldinger Needle 19GA X 7CM |  | 329 | PRODIGO1073489 |  | SN1902 | SN1902 | ARGON MEDICAL DEVICES, INC. | Seldinger Needle 19ga x 7cm | Seldinger Needle | 42142504 Biopsy needles | A4215 | NEEDLE, STERILE, ANY SIZE, EACH | Seldinger Needles 19G x 7 cm accepts .035IN guidewire | NEEDLE, BIOPSY, SELDINGER, 19 GAX7 CM, STERILE, LATEX | NEEDLE, BIOPSY, SELDINGER, 19 GAX7 CM, STERILE, LATEX | NEEDLE, BX, SELD, 19 GAX7 CM, STRL, LTX | NEEDLE, BX, SELD, 19 GAX7 CM, STRL, LTX | 34 | NEEDLE | BIOPSY | SELDINGER |  |  | 19 GAX7 CM | [8 empty] | STERILE |  | LATEX |  |  | https://res.onemed.com/SE/Produktblad/1115842.pdf, https://accessgudid.nlm.nih.gov/devices/00886333003327 | [28 empty] | QC Completed | Production Completed
PDG | 016-249 |  | CHJ | THIRD PARTY | CHJ | OK | CND | OK | Data Enrichment ¦ UNSPSC Classification | [12 empty] | 820 | 820 | ARGON MEDICAL DEVICES INC | ARGON MEDICAL | ARGON MEDICAL DEVICES INC | SPN2503 | SPN2503 | SPN2503 | ARGON | SPN2503 | SPN2503 | ARGON_SPN2503 |  |  |  | Spinal Biopsy Needle 25GA X 9CM |  | 329 | PRODIGO1073490 |  | SPN2503 | SPN2503 | ARGON MEDICAL DEVICES, INC. | Spinal Biopsy Needle 25ga x 9cm | Spinal Biopsy Needle | 42142504 Biopsy needles | A4215 | NEEDLE, STERILE, ANY SIZE, EACH | Spinal Biopsy Needle 25ga x 9cm | NEEDLE, BIOPSY, SPINAL, 25 GAX9 CM, STERILE, LATEX | NEEDLE, BIOPSY, SPINAL, 25 GAX9 CM, STERILE, LATEX | NEEDLE, BX, SPNL, 25 GAX9 CM, STRL, LTX | NEEDLE, BX, SPNL, 25 GAX9 CM, STRL, LTX | 34 | NEEDLE | BIOPSY | SPINAL |  |  | 25 GAX9 CM | [8 empty] | STERILE |  | LATEX |  |  | https://accessgudid.nlm.nih.gov/devices/00886333222476 | [28 empty] | QC Completed | Production Completed
PDG | 016-249 |  | CHJ | SOURCED | CHJ | OK | CND | OK | Data Enrichment ¦ UNSPSC Classification | [12 empty] | 821 | 821 | ARGON MEDICAL DEVICES INC | ARGON MEDICAL | ARGON MEDICAL DEVICES INC | TCBN1607X | TCBN1607X | TCBN1607X | ARGON | TCBN1607X | TCBN1607X | ARGON_TCBN1607X |  |  |  | Techna-Cut Biopsy Needle 16GA X 7CM |  | 329 | PRODIGO1073491 |  | TCBN1607X | TCBN1607X | ARGON MEDICAL DEVICES, INC. | Techna-CutGäó Biopsy Needle 16ga x 7cm | Techna-CutGäó Biopsy Needle | 42142504 Biopsy needles | A4215 | NEEDLE, STERILE, ANY SIZE, EACH | Techna-Cut Biopsy Needles 16G x 7 cm | NEEDLE, BIOPSY, 16 GAX7 CM, STERILE, TECHNA-CUT, LATEX | NEEDLE, BIOPSY, 16 GAX7 CM, STERILE, TECHNA-CUT, LATEX | NEEDLE, BX, 16 GAX7 CM, STRL, TECHNA-CUT, LTX | NEEDLE, BX, 16 GAX7 CM, STRL, TECHNA-CUT, LTX | 40 | NEEDLE | BIOPSY |  |  |  | 16 GAX7 CM | [8 empty] | STERILE | TECHNA-CUT | LATEX |  |  | https://res.onemed.com/SE/Produktblad/1115842.pdf, https://accessgudid.nlm.nih.gov/devices/00886333003464 | [28 empty] | QC Completed | Production Completed
PDG | 016-249 |  | CHJ | SOURCED | CHJ | OK | CND | OK | Data Enrichment ¦ UNSPSC Classification | [12 empty] | 822 | 822 | ARGON MEDICAL DEVICES INC | ARGON MEDICAL | ARGON MEDICAL DEVICES INC | TCBN1610X | TCBN1610X | TCBN1610X | ARGON | TCBN1610X | TCBN1610X | ARGON_TCBN1610X |  |  |  | Techna-Cut Biopsy Needle 16GA X 10CM |  | 329 | PRODIGO1073492 |  | TCBN1610X | TCBN1610X | ARGON MEDICAL DEVICES, INC. | Techna-CutGäó Biopsy Needle 16ga x 10cm | Techna-CutGäó Biopsy Needle | 42142504 Biopsy needles | A4215 | NEEDLE, STERILE, ANY SIZE, EACH | Techna-Cut Biopsy Needles 16G x 10 cm | NEEDLE, BIOPSY, 16 GAX10 CM, STERILE, TECHNA-CUT, LATEX | NEEDLE, BIOPSY, 16 GAX10 CM, STERILE, TECHNA-CUT, LATEX | NEEDLE, BX, 16 GAX10 CM, STRL, TECHNA-CUT, LTX | NEEDLE, BX, 16 GAX10 CM, STRL, TECHNA-CUT, LTX | 41 | NEEDLE | BIOPSY |  |  |  | 16 GAX10 CM | [8 empty] | STERILE | TECHNA-CUT | LATEX |  |  | https://res.onemed.com/SE/Produktblad/1115842.pdf, https://accessgudid.nlm.nih.gov/devices/00886333003457 | [28 empty] | QC Completed | Production Completed
PDG | 016-249 |  | CHJ | SOURCED | CHJ | OK | CND | OK | Data Enrichment ¦ UNSPSC Classification | [12 empty] | 823 | 823 | ARGON MEDICAL DEVICES INC | ARGON MEDICAL | ARGON MEDICAL DEVICES INC | TCBN1615X | TCBN1615X | TCBN1615X | ARGON | TCBN1615X | TCBN1615X | ARGON_TCBN1615X |  |  |  | Techna-Cut Biopsy Needle 16GA X 15CM |  | 329 | PRODIGO1073493 |  | TCBN1615X | TCBN1615X | ARGON MEDICAL DEVICES, INC. | Techna-CutGäó Biopsy Needle 16ga x 15cm | Techna-CutGäó Biopsy Needle | 42142504 Biopsy needles | A4215 | NEEDLE, STERILE, ANY SIZE, EACH | Techna-Cut Biopsy Needles 16G x 15 cm | NEEDLE, BIOPSY, 16 GAX15 CM, STERILE, TECHNA-CUT, LATEX | NEEDLE, BIOPSY, 16 GAX15 CM, STERILE, TECHNA-CUT, LATEX | NEEDLE, BX, 16 GAX15 CM, STRL, TECHNA-CUT, LTX | NEEDLE, BX, 16 GAX15 CM, STRL, TECHNA-CUT, LTX | 41 | NEEDLE | BIOPSY |  |  |  | 16 GAX15 CM | [8 empty] | STERILE | TECHNA-CUT | LATEX |  |  | https://res.onemed.com/SE/Produktblad/1115842.pdf, https://accessgudid.nlm.nih.gov/devices/00886333003365 | [28 empty] | QC Completed | Production Completed
PDG | 016-249 |  | CHJ | SOURCED | CHJ | OK | CND | OK | Data Enrichment ¦ UNSPSC Classification | [12 empty] | 824 | 824 | ARGON MEDICAL DEVICES INC | ARGON MEDICAL | ARGON MEDICAL DEVICES INC | TCBN1807X | TCBN1807X | TCBN1807X | ARGON | TCBN1807X | TCBN1807X | ARGON_TCBN1807X |  |  |  | Techna-Cut Biopsy Needle 18GA X 7CM |  | 329 | PRODIGO1073494 |  | TCBN1807X | TCBN1807X | ARGON MEDICAL DEVICES, INC. | Techna-CutGäó Biopsy Needle 18ga x 7cm | Techna-CutGäó Biopsy Needle | 42142504 Biopsy needles | A4215 | NEEDLE, STERILE, ANY SIZE, EACH | Techna-Cut Biopsy Needles 18G x 7 cm | NEEDLE, BIOPSY, 18 GAX7 CM, STERILE, TECHNA-CUT, LATEX | NEEDLE, BIOPSY, 18 GAX7 CM, STERILE, TECHNA-CUT, LATEX | NEEDLE, BX, 18 GAX7 CM, STRL, TECHNA-CUT, LTX | NEEDLE, BX, 18 GAX7 CM, STRL, TECHNA-CUT, LTX | 40 | NEEDLE | BIOPSY |  |  |  | 18 GAX7 CM | [8 empty] | STERILE | TECHNA-CUT | LATEX |  |  | https://res.onemed.com/SE/Produktblad/1115842.pdf, https://accessgudid.nlm.nih.gov/devices/00886333003440 | [28 empty] | QC Completed | Production Completed
PDG | 016-249 |  | CHJ | SOURCED | CHJ | OK | CND | OK | Data Enrichment ¦ UNSPSC Classification | [12 empty] | 825 | 825 | ARGON MEDICAL DEVICES INC | ARGON MEDICAL | ARGON MEDICAL DEVICES INC | TCBN1810X | TCBN1810X | TCBN1810X | ARGON | TCBN1810X | TCBN1810X | ARGON_TCBN1810X |  |  |  | Techna-Cut Biopsy Needle 18GA X 10CM |  | 329 | PRODIGO1073495 |  | TCBN1810X | TCBN1810X | ARGON MEDICAL DEVICES, INC. | Techna-CutGäó Biopsy Needle 18ga x 10cm | Techna-CutGäó Biopsy Needle | 42142504 Biopsy needles | A4215 | NEEDLE, STERILE, ANY SIZE, EACH | Techna-Cut Biopsy Needles 18G x 10 cm | NEEDLE, BIOPSY, 18 GAX10 CM, STERILE, TECHNA-CUT, LATEX | NEEDLE, BIOPSY, 18 GAX10 CM, STERILE, TECHNA-CUT, LATEX | NEEDLE, BX, 18 GAX10 CM, STRL, TECHNA-CUT, LTX | NEEDLE, BX, 18 GAX10 CM, STRL, TECHNA-CUT, LTX | 41 | NEEDLE | BIOPSY |  |  |  | 18 GAX10 CM | [8 empty] | STERILE | TECHNA-CUT | LATEX |  |  | https://res.onemed.com/SE/Produktblad/1115842.pdf, https://accessgudid.nlm.nih.gov/devices/00886333003471 | [28 empty] | QC Completed | Production Completed
PDG | 016-249 |  | CHJ | SOURCED | CHJ | OK | CND | OK | Data Enrichment ¦ UNSPSC Classification | [12 empty] | 826 | 826 | ARGON MEDICAL DEVICES INC | ARGON MEDICAL | ARGON MEDICAL DEVICES INC | TCBN1812X | TCBN1812X | TCBN1812X | ARGON | TCBN1812X | TCBN1812X | ARGON_TCBN1812X |  |  |  | Techna-Cut Biopsy Needle 18GA X 12CM |  | 329 | PRODIGO1073496 |  | TCBN1812X | TCBN1812X | ARGON MEDICAL DEVICES, INC. | Techna-CutGäó Biopsy Needle 18ga x 12cm | Techna-CutGäó Biopsy Needle | 42142504 Biopsy needles | A4215 | NEEDLE, STERILE, ANY SIZE, EACH | Techna-Cut Biopsy Needles 18G x 12 cm | NEEDLE, BIOPSY, 18 GAX12 CM, STERILE, TECHNA-CUT, LATEX | NEEDLE, BIOPSY, 18 GAX12 CM, STERILE, TECHNA-CUT, LATEX | NEEDLE, BX, 18 GAX12 CM, STRL, TECHNA-CUT, LTX | NEEDLE, BX, 18 GAX12 CM, STRL, TECHNA-CUT, LTX | 41 | NEEDLE | BIOPSY |  |  |  | 18 GAX12 CM | [8 empty] | STERILE | TECHNA-CUT | LATEX |  |  | https://res.onemed.com/SE/Produktblad/1115842.pdf, https://accessgudid.nlm.nih.gov/devices/00886333003433 | [28 empty] | QC Completed | Production Completed
PDG | 016-249 |  | CHJ | SOURCED | CHJ | OK | CND | OK | Data Enrichment ¦ UNSPSC Classification | [12 empty] | 827 | 827 | ARGON MEDICAL DEVICES INC | ARGON MEDICAL | ARGON MEDICAL DEVICES INC | TCBN1815X | TCBN1815X | TCBN1815X | ARGON | TCBN1815X | TCBN1815X | ARGON_TCBN1815X |  |  |  | Techna-Cut Biopsy Needle 18GA X 15CM |  | 329 | PRODIGO1073497 |  | TCBN1815X | TCBN1815X | ARGON MEDICAL DEVICES, INC. | Techna-CutGäó Biopsy Needle 18ga x 15cm | Techna-CutGäó Biopsy Needle | 42142504 Biopsy needles | A4215 | NEEDLE, STERILE, ANY SIZE, EACH | Techna-Cut Biopsy Needles 18G x 15 cm | NEEDLE, BIOPSY, 18 GAX15 CM, STERILE, TECHNA-CUT, LATEX | NEEDLE, BIOPSY, 18 GAX15 CM, STERILE, TECHNA-CUT, LATEX | NEEDLE, BX, 18 GAX15 CM, STRL, TECHNA-CUT, LTX | NEEDLE, BX, 18 GAX15 CM, STRL, TECHNA-CUT, LTX | 41 | NEEDLE | BIOPSY |  |  |  | 18 GAX15 CM | [8 empty] | STERILE | TECHNA-CUT | LATEX |  |  | https://res.onemed.com/SE/Produktblad/1115842.pdf, https://accessgudid.nlm.nih.gov/devices/00886333003426 | [28 empty] | QC Completed | Production Completed
PDG | 016-249 |  | CHJ | SOURCED | CHJ | OK | CND | OK | Data Enrichment ¦ UNSPSC Classification | [12 empty] | 828 | 828 | ARGON MEDICAL DEVICES INC | ARGON MEDICAL | ARGON MEDICAL DEVICES INC | TCBN1907X | TCBN1907X | TCBN1907X | ARGON | TCBN1907X | TCBN1907X | ARGON_TCBN1907X |  |  |  | Techna-Cut Biopsy Needle 19GA X 7CM |  | 329 | PRODIGO1073498 |  | TCBN1907X | TCBN1907X | ARGON MEDICAL DEVICES, INC. | Techna-CutGäó Biopsy Needle 19ga x 7cm | Techna-CutGäó Biopsy Needle | 42142504 Biopsy needles | A4215 | NEEDLE, STERILE, ANY SIZE, EACH | Techna-Cut Biopsy Needles 19G x 7 cm | NEEDLE, BIOPSY, 19 GAX7 CM, STERILE, TECHNA-CUT, LATEX | NEEDLE, BIOPSY, 19 GAX7 CM, STERILE, TECHNA-CUT, LATEX | NEEDLE, BX, 19 GAX7 CM, STRL, TECHNA-CUT, LTX | NEEDLE, BX, 19 GAX7 CM, STRL, TECHNA-CUT, LTX | 40 | NEEDLE | BIOPSY |  |  |  | 19 GAX7 CM | [8 empty] | STERILE | TECHNA-CUT | LATEX |  |  | https://res.onemed.com/SE/Produktblad/1115842.pdf, https://accessgudid.nlm.nih.gov/devices/00886333003419 | [28 empty] | QC Completed | Production Completed
PDG | 016-249 |  | CHJ | SOURCED | CHJ | OK | CND | OK | Data Enrichment ¦ UNSPSC Classification | [12 empty] | 829 | 829 | ARGON MEDICAL DEVICES INC | ARGON MEDICAL | ARGON MEDICAL DEVICES INC | TCBN1910X | TCBN1910X | TCBN1910X | ARGON | TCBN1910X | TCBN1910X | ARGON_TCBN1910X |  |  |  | Techna-Cut Biopsy Needle 19GA X 10CM |  | 329 | PRODIGO1073499 |  | TCBN1910X | TCBN1910X | ARGON MEDICAL DEVICES, INC. | Techna-CutGäó Biopsy Needle 19ga x 10cm | Techna-CutGäó Biopsy Needle | 42142504 Biopsy needles | A4215 | NEEDLE, STERILE, ANY SIZE, EACH | Techna-Cut Biopsy Needles 19G x 10 cm | NEEDLE, BIOPSY, 19 GAX10 CM, STERILE, TECHNA-CUT, LATEX | NEEDLE, BIOPSY, 19 GAX10 CM, STERILE, TECHNA-CUT, LATEX | NEEDLE, BX, 19 GAX10 CM, STRL, TECHNA-CUT, LTX | NEEDLE, BX, 19 GAX10 CM, STRL, TECHNA-CUT, LTX | 41 | NEEDLE | BIOPSY |  |  |  | 19 GAX10 CM | [8 empty] | STERILE | TECHNA-CUT | LATEX |  |  | https://res.onemed.com/SE/Produktblad/1115842.pdf, https://accessgudid.nlm.nih.gov/devices/00886333003402 | [28 empty] | QC Completed | Production Completed
PDG | 016-249 |  | CHJ | SOURCED | CHJ | OK | CND | OK | Data Enrichment ¦ UNSPSC Classification | [12 empty] | 830 | 830 | ARGON MEDICAL DEVICES INC | ARGON MEDICAL | ARGON MEDICAL DEVICES INC | TCBN1915X | TCBN1915X | TCBN1915X | ARGON | TCBN1915X | TCBN1915X | ARGON_TCBN1915X |  |  |  | Techna-Cut Biopsy Needle 19GA X 15CM |  | 329 | PRODIGO1073500 |  | TCBN1915X | TCBN1915X | ARGON MEDICAL DEVICES, INC. | Techna-CutGäó Biopsy Needle 19ga x 15cm | Techna-CutGäó Biopsy Needle | 42142504 Biopsy needles | A4215 | NEEDLE, STERILE, ANY SIZE, EACH | Techna-Cut Biopsy Needles 19G x 15 cm | NEEDLE, BIOPSY, 19 GAX15 CM, STERILE, TECHNA-CUT, LATEX | NEEDLE, BIOPSY, 19 GAX15 CM, STERILE, TECHNA-CUT, LATEX | NEEDLE, BX, 19 GAX15 CM, STRL, TECHNA-CUT, LTX | NEEDLE, BX, 19 GAX15 CM, STRL, TECHNA-CUT, LTX | 41 | NEEDLE | BIOPSY |  |  |  | 19 GAX15 CM | [8 empty] | STERILE | TECHNA-CUT | LATEX |  |  | https://res.onemed.com/SE/Produktblad/1115842.pdf, https://accessgudid.nlm.nih.gov/devices/00886333003341 | [28 empty] | QC Completed | Production Completed
PDG | 016-249 |  | CHJ | SOURCED | CHJ | OK | CND | OK | Data Enrichment ¦ UNSPSC Classification | [12 empty] | 831 | 831 | ARGON MEDICAL DEVICES INC | ARGON MEDICAL | ARGON MEDICAL DEVICES INC | TCBN2107X | TCBN2107X | TCBN2107X | ARGON | TCBN2107X | TCBN2107X | ARGON_TCBN2107X |  |  |  | Techna-Cut Biopsy Needle 21GA X 7CM |  | 329 | PRODIGO1073501 |  | TCBN2107X | TCBN2107X | ARGON MEDICAL DEVICES, INC. | Techna-CutGäó Biopsy Needle 21ga x 7cm | Techna-CutGäó Biopsy Needle | 42142504 Biopsy needles | A4215 | NEEDLE, STERILE, ANY SIZE, EACH | Techna-Cut Biopsy Needles 21G x 7 cm | NEEDLE, BIOPSY, 21 GAX7 CM, STERILE, TECHNA-CUT, LATEX | NEEDLE, BIOPSY, 21 GAX7 CM, STERILE, TECHNA-CUT, LATEX | NEEDLE, BX, 21 GAX7 CM, STRL, TECHNA-CUT, LTX | NEEDLE, BX, 21 GAX7 CM, STRL, TECHNA-CUT, LTX | 40 | NEEDLE | BIOPSY |  |  |  | 21 GAX7 CM | [8 empty] | STERILE | TECHNA-CUT | LATEX |  |  | https://res.onemed.com/SE/Produktblad/1115842.pdf, https://accessgudid.nlm.nih.gov/devices/00886333003396 | [28 empty] | QC Completed | Production Completed
PDG | 016-249 |  | CHJ | SOURCED | CHJ | OK | CND | OK | Data Enrichment ¦ UNSPSC Classification | [12 empty] | 832 | 832 | ARGON MEDICAL DEVICES INC | ARGON MEDICAL | ARGON MEDICAL DEVICES INC | TCBN2110X | TCBN2110X | TCBN2110X | ARGON | TCBN2110X | TCBN2110X | ARGON_TCBN2110X |  |  |  | Techna-Cut Biopsy Needle 21GA X 10CM |  | 329 | PRODIGO1073502 |  | TCBN2110X | TCBN2110X | ARGON MEDICAL DEVICES, INC. | Techna-CutGäó Biopsy Needle 21ga x 10cm | Techna-CutGäó Biopsy Needle | 42142504 Biopsy needles | A4215 | NEEDLE, STERILE, ANY SIZE, EACH | Techna-Cut Biopsy Needles 21G x 10 cm | NEEDLE, BIOPSY, 21 GAX10 CM, STERILE, TECHNA-CUT, LATEX | NEEDLE, BIOPSY, 21 GAX10 CM, STERILE, TECHNA-CUT, LATEX | NEEDLE, BX, 21 GAX10 CM, STRL, TECHNA-CUT, LTX | NEEDLE, BX, 21 GAX10 CM, STRL, TECHNA-CUT, LTX | 41 | NEEDLE | BIOPSY |  |  |  | 21 GAX10 CM | [8 empty] | STERILE | TECHNA-CUT | LATEX |  |  | https://res.onemed.com/SE/Produktblad/1115842.pdf, https://accessgudid.nlm.nih.gov/devices/00886333003389 | [28 empty] | QC Completed | Production Completed
PDG | 016-249 |  | CHJ | SOURCED | CHJ | OK | CND | OK | Data Enrichment ¦ UNSPSC Classification | [12 empty] | 833 | 833 | ARGON MEDICAL DEVICES INC | ARGON MEDICAL | ARGON MEDICAL DEVICES INC | TCBN2306X | TCBN2306X | TCBN2306X | ARGON | TCBN2306X | TCBN2306X | ARGON_TCBN2306X |  |  |  | Techna-Cut Biopsy Needle 23GA X 6CM |  | 329 | PRODIGO1073504 |  | TCBN2306X | TCBN2306X | ARGON MEDICAL DEVICES, INC. | Techna-CutGäó Biopsy Needle 23ga x 6cm | Techna-CutGäó Biopsy Needle | 42142504 Biopsy needles | A4215 | NEEDLE, STERILE, ANY SIZE, EACH | Techna-Cut Biopsy Needles 23G x 6 cm | NEEDLE, BIOPSY, 23 GAX6 CM, STERILE, TECHNA-CUT, LATEX | NEEDLE, BIOPSY, 23 GAX6 CM, STERILE, TECHNA-CUT, LATEX | NEEDLE, BX, 23 GAX6 CM, STRL, TECHNA-CUT, LTX | NEEDLE, BX, 23 GAX6 CM, STRL, TECHNA-CUT, LTX | 40 | NEEDLE | BIOPSY |  |  |  | 23 GAX6 CM | [8 empty] | STERILE | TECHNA-CUT | LATEX |  |  | https://res.onemed.com/SE/Produktblad/1115842.pdf, https://accessgudid.nlm.nih.gov/devices/00886333003358 | [28 empty] | QC Completed | Production Completed
PDG | 016-249 |  | ABC | THIRD PARTY | ABC |  | CND | OK | Data Enrichment ¦ UNSPSC Classification | [12 empty] | 834 | 834 | ARGON MEDICAL DEVICES INC | ARGON MEDICAL | ARGON MEDICAL DEVICES INC | TL18N | TL18N | TL-18N | ARGON | TL-18N | TL18N | ARGON_TL18N |  |  |  | TLAB 18GA X 60CM Flex Tip |  | 329 | PRODIGO1073505 |  | TL-18N | TL-18N | ARGON MEDICAL DEVICES, INC. | TLAB Transjugular Liver Biopsy System | TLAB Transjugular Liver Biopsy System | 42142504 Biopsy needles |  |  | Tlab Transjugular Liver Biopsy System | NEEDLE, BIOPSY, FLEX TIP, 18 GAX60 CM, TRANSJUGULAR LIVER SYSTEM, STERILE, TLAB, LATEX | NEEDLE, BIOPSY, FLEX TIP, 18 GAX60 CM, TRANSJUGULAR LIVER SYSTEM, STERILE, TLAB, LATEX | NEEDLE, BX, FLX TIP, 18 GAX60 CM, TRNSJUG LIV SYS, STRL, TLAB, LTX | NEEDLE, BX, FLX TIP, 18 GAX60 CM, TRNSJUG LIV SYS, STRL, TLAB, LTX | 59 | NEEDLE | BIOPSY | FLEX TIP |  |  | 18 GAX60 CM |  |  |  |  | TRANSJUGULAR LIVER SYSTEM |  |  |  | STERILE | TLAB | LATEX |  |  | https://accessgudid.nlm.nih.gov/devices/00886333218530 | [28 empty] | QC Completed | Production Completed
PDG | 016-249 |  | CGM | SOURCED | CGM | OK | CND | OK | Data Enrichment ¦ UNSPSC Classification | [12 empty] | 835 | 835 | ARGON MEDICAL DEVICES INC | ARGON MEDICAL | ARGON MEDICAL DEVICES INC | TL18S | TL18S | TL-18S | ARGON | TL-18S | TL18S | ARGON_TL18S |  |  |  | TLAB 18GA X 60CM W/ 5F Straight Catheter |  | 329 | PRODIGO1073506 |  | TL-18S | TL-18S | ARGON MEDICAL DEVICES, INC. | TLAB Transjugular Liver Biopsy System | TLAB Transjugular Liver Biopsy System | 42142543 Biopsy aspirator product accessories |  |  | TLAB Transjugular Liver Biopsy Kit 18G 7F 60cm 5F 65cm 4 SWABS | BIOPSY KIT, 18 GAX60 CM, 7 FR, 5 FRX65 CM, TRANSJUGULAR LIVER, STRAIGHT CATHETER, 4 SWAB, STERILE, TLAB, LATEX | BIOPSY KIT, 18 GAX60 CM, 7 FR, 5 FRX65 CM, TRANSJUGULAR LIVER, STRAIGHT CATHETER, 4 SWAB, STERILE, TLAB, LATEX | BIOPSY KIT, 18 GAX60 CM, 7 FR, 5 FRX65 CM, TRNSJUG LIV, STR CATH, 4 SWAB, STRL, TLAB, LTX | BIOPSY KIT, 18 GAX60 CM, 7 FR, 5 FRX65 CM, TRNSJUG LIV, TLAB | 55 | BIOPSY KIT |  |  |  |  | 18 GAX60 CM | 7 FR, 5 FRX65 CM |  |  | TRANSJUGULAR LIVER | STRAIGHT CATHETER, 4 SWAB |  |  |  | STERILE | TLAB | LATEX |  |  | https://www.argonmedical.com/wp-content/uploads/2022/09/TLAB-Brochure.pdf, https://accessgudid.nlm.nih.gov/devices/00886333218523 | TLAB-Brochure.pdf | [27 empty] | QC Completed | Production Completed
PDG | 016-249 |  | CGM | SOURCED | CGM | OK | CND | OK | Data Enrichment ¦ UNSPSC Classification | [12 empty] | 836 | 836 | ARGON MEDICAL DEVICES INC | ARGON MEDICAL | ARGON MEDICAL DEVICES INC | TL19N | TL19N | TL-19N | ARGON | TL-19N | TL19N | ARGON_TL19N |  |  |  | TLAB 19GA X 60CM Flex Tip |  | 329 | PRODIGO1073507 |  | TL-19N | TL-19N | ARGON MEDICAL DEVICES, INC. | TLAB Transjugular Liver Biopsy System | TLAB Transjugular Liver Biopsy System | 42142543 Biopsy aspirator product accessories |  |  | TLAB Transjugular Liver Biopsy Kit 19G 7F 60cm 4 SWABS | BIOPSY KIT, 19 GAX60 CM, 7 FR, TRANSJUGULAR LIVER, FLEX TIP, 4 SWAB, STERILE, TLAB, LATEX | BIOPSY KIT, 19 GAX60 CM, 7 FR, TRANSJUGULAR LIVER, FLEX TIP, 4 SWAB, STERILE, TLAB, LATEX | BIOPSY KIT, 19 GAX60 CM, 7 FR, TRNSJUG LIV, FLX TIP, 4 SWAB, STRL, TLAB, LTX | BIOPSY KIT, 19 GAX60 CM, 7 FR, TRNSJUG LIV, FLX TIP, 4 SWAB, TLAB | 59 | BIOPSY KIT |  |  |  |  | 19 GAX60 CM | 7 FR |  |  | TRANSJUGULAR LIVER | FLEX TIP, 4 SWAB |  |  |  | STERILE | TLAB | LATEX |  |  | https://www.argonmedical.com/wp-content/uploads/2022/09/TLAB-Brochure.pdf, https://accessgudid.nlm.nih.gov/devices/00886333218554 | TLAB-Brochure.pdf | [27 empty] | QC Completed | Production Completed
PDG | 016-249 |  | ABC | THIRD PARTY | ABC |  | CND | OK | Data Enrichment ¦ UNSPSC Classification | [12 empty] | 837 | 837 | ARGON MEDICAL DEVICES INC | ARGON MEDICAL | ARGON MEDICAL DEVICES INC | WFN2015 | WFN2015 | WFN-2015 | ARGON | WFN-2015 | WFN2015 | ARGON_WFN2015 |  |  |  | Westcott Needle 20GA X 15CM |  | 329 | PRODIGO1073508 |  | WFN-2015 | WFN-2015 | ARGON MEDICAL DEVICES, INC. | Westcott Needle 20g x 15cm | Westcott Needle | 42142504 Biopsy needles |  |  | Westcott Needle 20g X 15cm | NEEDLE, BIOPSY, 20 GAX15 CM, STERILE, WESTCOTT, LATEX | NEEDLE, BIOPSY, 20 GAX15 CM, STERILE, WESTCOTT, LATEX | NEEDLE, BX, 20 GAX15 CM, STRL, WESTCOTT, LTX | NEEDLE, BX, 20 GAX15 CM, STRL, WESTCOTT, LTX | 39 | NEEDLE | BIOPSY |  |  |  | 20 GAX15 CM | [8 empty] | STERILE | WESTCOTT | LATEX |  |  | https://accessgudid.nlm.nih.gov/devices/00886333220090 | [28 empty] | QC Completed | Production Completed
PDG | 016-249 |  | ABC | THIRD PARTY | ABC |  | CND | OK | Data Enrichment ¦ UNSPSC Classification | [12 empty] | 838 | 838 | ARGON MEDICAL DEVICES INC | ARGON MEDICAL | ARGON MEDICAL DEVICES INC | WFN2020 | WFN2020 | WFN-2020 | ARGON | WFN-2020 | WFN2020 | ARGON_WFN2020 |  |  |  | Westcott Needle 20GA X 20CM |  | 329 | PRODIGO1073509 |  | WFN-2020 | WFN-2020 | ARGON MEDICAL DEVICES, INC. | Westcott Needle 20g x 20cm | Westcott Needle | 42142504 Biopsy needles |  |  | Westcott Needle 20g X 20cm | NEEDLE, BIOPSY, 20 GAX20 CM, STERILE, WESTCOTT, LATEX | NEEDLE, BIOPSY, 20 GAX20 CM, STERILE, WESTCOTT, LATEX | NEEDLE, BX, 20 GAX20 CM, STRL, WESTCOTT, LTX | NEEDLE, BX, 20 GAX20 CM, STRL, WESTCOTT, LTX | 39 | NEEDLE | BIOPSY |  |  |  | 20 GAX20 CM | [8 empty] | STERILE | WESTCOTT | LATEX |  |  | https://accessgudid.nlm.nih.gov/devices/00886333220106 | [28 empty] | QC Completed | Production Completed
PDG | 016-249 |  | BHC | sourced | BHC | ok | CND | OK | Data Enrichment ¦ UNSPSC Classification | [12 empty] | 839 | 839 | SMITH AND NEPHEW ENDOSCOPY | SMITH & NEPHEW | SMITH & NEPHEW PLC | 013560 | 13560 | 013560 | SMITH | 013560 | 013560 | SMITH_013560 |  |  |  | BONE TUNNEL PLUGSMALL7MM |  | 3406 | PRODIGO1072467 |  | 013560 | 013560 | Smith & Nephew, Inc. | BONE TUNNEL PLUG NON-CANNULATED, SMALL 7-8 MM 3 PER PACKAGE | NA | 42296708 Surgical bone cement kit accessories |  |  | Bone Tunnel Plugs – Non-Cannulated Made of polyacetal, non-sterile Small, 7–8 mm (3 per package) | PLUG, TUNNEL, NON CANNULATED, SMALL, FOR 7-8 MM BONE CEMENT, POLYACETAL, NON STERILE, LATEX | PLUG, TUNNEL, NON CANNULATED, SMALL, FOR 7-8 MM BONE CEMENT, POLYACETAL, NON STERILE, LATEX | PLUG, TUNN, N CANN, SM, FOR 7-8 MM BNE CEMENT, POLYACETAL, NS, LTX | PLUG, TUNN, N CANN, SM, FOR 7-8 MM BNE CEMENT, POLYACETAL, NS | 55 | PLUG | TUNNEL | NON CANNULATED | SMALL | [6 empty] | FOR 7-8 MM BONE CEMENT | POLYACETAL |  |  | NON STERILE |  | LATEX |  |  | http://docs.exhausmed.com/DOCS/SMITHNEPHEW/2012/CATALOGUES/2012_CATALOG_SCREEN.PDF, https://accessgudid.nlm.nih.gov/devices/23596010091127 | 2012_CATALOG_SCREEN | [27 empty] | QC Completed | Production Completed
PDG | 016-249 |  | BHC | sourced | BHC | ok | CND | OK | Data Enrichment ¦ UNSPSC Classification | [12 empty] | 840 | 840 | SMITH AND NEPHEW ENDOSCOPY | SMITH & NEPHEW | SMITH & NEPHEW PLC | 013587 | 13587 | 013587 | SMITH | 013587 | 013587 | SMITH_013587 |  |  |  | BONE TUN.PLUG XL.(PKG 3)11-12 |  | 3406 | PRODIGO1072468 |  | 013587 | 013587 | Smith & Nephew, Inc. | BONE TUNNEL PLUG XL 11-12 MM 3 PER PACKAGE | NA | 42296708 Surgical bone cement kit accessories |  |  | Bone Tunnel Plugs – Non-Cannulated Made of polyacetal, non-sterile X-large, 11–12 mm (3 per package) | PLUG, TUNNEL, NON CANNULATED, XLARGE, FOR 11-12 MM BONE CEMENT, POLYACETAL, NON STERILE, LATEX | PLUG, TUNNEL, NON CANNULATED, XLARGE, FOR 11-12 MM BONE CEMENT, POLYACETAL, NON STERILE, LATEX | PLUG, TUNN, N CANN, XL, FOR 11-12 MM BNE CEMENT, POLYACETAL, NS, LTX | PLUG, TUNN, N CANN, XL, FOR 11-12 MM BNE CEMENT, POLYACETAL, NS | 57 | PLUG | TUNNEL | NON CANNULATED | XLARGE | [6 empty] | FOR 11-12 MM BONE CEMENT | POLYACETAL |  |  | NON STERILE |  | LATEX |  |  | http://docs.exhausmed.com/DOCS/SMITHNEPHEW/2012/CATALOGUES/2012_CATALOG_SCREEN.PDF, https://accessgudid.nlm.nih.gov/devices/23596010374602 | 2012_CATALOG_SCREEN | [27 empty] | QC Completed | Production Completed
PDG | 016-249 |  | BHC | sourced | BHC | ok | CND | OK | Data Enrichment ¦ UNSPSC Classification | [12 empty] | 841 | 841 | SMITH AND NEPHEW ENDOSCOPY | SMITH & NEPHEW | SMITH & NEPHEW PLC | 013588 | 13588 | 013588 | SMITH | 013588 | 013588 | SMITH_013588 |  |  |  | BONE TUNNEL PLUGXXL(PKG 3) |  | 3406 | PRODIGO1072469 |  | 013588 | 013588 | Smith & Nephew, Inc. | BONE TUNNEL PLUG XXL 13-14 MM 3 PER PACKAGE | NA | 42296708 Surgical bone cement kit accessories |  |  | Bone Tunnel Plugs – Non-Cannulated Made of polyacetal, non-sterile XX-large, 13–14 mm (3 per package | PLUG, TUNNEL, NON CANNULATED, XXLARGE, FOR 13-14 MM BONE CEMENT, POLYACETAL, NON STERILE, LATEX | PLUG, TUNNEL, NON CANNULATED, XXLARGE, FOR 13-14 MM BONE CEMENT, POLYACETAL, NON STERILE, LATEX | PLUG, TUNN, N CANN, 2XL, FOR 13-14 MM BNE CEMENT, POLYACETAL, NS, LTX | PLUG, TUNN, N CANN, 2XL, FOR 13-14 MM BNE CEMENT, POLYACETAL, NS | 58 | PLUG | TUNNEL | NON CANNULATED | XXLARGE | [6 empty] | FOR 13-14 MM BONE CEMENT | POLYACETAL |  |  | NON STERILE |  | LATEX |  | PKG 3 | http://docs.exhausmed.com/DOCS/SMITHNEPHEW/2012/CATALOGUES/2012_CATALOG_SCREEN.PDF, https://accessgudid.nlm.nih.gov/devices/23596010374619 | 2012_CATALOG_SCREEN | [27 empty] | QC Completed | Production Completed
PDG | 016-249 |  | CND | THIRD PARTY | CND | OK | CND | OK | Data Enrichment ¦ UNSPSC Classification | [12 empty] | 842 | 842 | SMITH AND NEPHEW ENDOSCOPY | SMITH & NEPHEW | SMITH & NEPHEW ENDOSCOPY | 014202 | 14202 | 014202 | SMITH | 014202 | 014202 | SMITH_014202 |  |  |  | SCR CNFLX 1.0 7x30 STER |  | 3406 | PRODIGO1072470 |  | 014202 | 014202 | Smith & Nephew, Inc. | CANNU-FLEX 7 MM X 30 MM 1.0 SCREW, STERILE | CANNU-FLEX SILK | 42322201 Interference screws | C1713 | ANCHOR/SCREW FOR OPPOSING BONE-TO-BONE OR SOFT TISSUE-TO-BONE (IMPLANTABLE) | CANNU-FLEX SILK INTERFERENCE SCREW 7MM X 30MM | SCREW, INTERFERENCE, 7X30 MM, 1 MM, GUIDEWIRE, STERILE, CANNU-FLEX SILK, LATEX | SCREW, INTERFERENCE, 7X30 MM, 1 MM, GUIDEWIRE, STERILE, CANNU-FLEX SILK, LATEX | SCREW, INTRF, 7X30 MM, 1 MM, GUIDEWIRE, STRL, CANNFLX SILK, LTX | SCREW, INTRF, 7X30 MM, 1 MM, GUIDEWIRE, STRL, CANNFLX SILK, LTX | 56 | SCREW | INTERFERENCE |  |  |  | 7X30 MM | 1 MM |  |  |  | GUIDEWIRE |  |  |  | STERILE | CANNU-FLEX SILK | LATEX |  |  | https://www.esutures.com/product/1-expired/34-smithnephew/213-screws/19346-smith--nephew-cannu-flex-silk-interference-screw-7mm-x-30mm-014202, https://accessgudid.nlm.nih.gov/devices/03596010025593 | [28 empty] | QC Completed | Production Completed
PDG | 016-249 |  | CND | THIRD PARTY | CND | OK | CND | OK | Data Enrichment ¦ UNSPSC Classification | [12 empty] | 843 | 843 | SMITH AND NEPHEW ENDOSCOPY | SMITH & NEPHEW | SMITH & NEPHEW ENDOSCOPY | 014206 | 14206 | 014206 | SMITH | 014206 | 014206 | SMITH_014206 |  |  |  | SCR CNFLX 1.0 6x20 STER |  | 3406 | PRODIGO1072471 |  | 014206 | 014206 | Smith & Nephew, Inc. | CANNU-FLEX 6 MM X 20 MM 1.0 SCREW, STERILE | CANNU-FLEX SILK | 42322201 Interference screws | C1713 | ANCHOR/SCREW FOR OPPOSING BONE-TO-BONE OR SOFT TISSUE-TO-BONE (IMPLANTABLE) | CANNU-FLEX SILK INTERFERENCE SCREW, 6MM X 20MM | SCREW, INTERFERENCE, 6X20 MM, 1 MM, GUIDEWIRE, STERILE, CANNU-FLEX SILK, LATEX | SCREW, INTERFERENCE, 6X20 MM, 1 MM, GUIDEWIRE, STERILE, CANNU-FLEX SILK, LATEX | SCREW, INTRF, 6X20 MM, 1 MM, GUIDEWIRE, STRL, CANNFLX SILK, LTX | SCREW, INTRF, 6X20 MM, 1 MM, GUIDEWIRE, STRL, CANNFLX SILK, LTX | 56 | SCREW | INTERFERENCE |  |  |  | 6X20 MM | 1 MM |  |  |  | GUIDEWIRE |  |  |  | STERILE | CANNU-FLEX SILK | LATEX |  |  | https://www.esutures.com/product/1-expired/34-smith--nephew/213-screws/46356598-smith--nephew-cannu-flex-silk-interference-screw-6mm-x-20mm-014206/, https://accessgudid.nlm.nih.gov/devices/03596010025630 | [28 empty] | QC Completed | Production Completed
PDG | 016-249 |  | CND | THIRD PARTY | CND | OK | CND | OK | Data Enrichment ¦ UNSPSC Classification | [12 empty] | 844 | 844 | SMITH AND NEPHEW ENDOSCOPY | SMITH & NEPHEW | SMITH & NEPHEW ENDOSCOPY | 014207 | 14207 | 014207 | SMITH | 014207 | 014207 | SMITH_014207 |  |  |  | SCR CNFLX 1.0 6x25 STER |  | 3406 | PRODIGO1072472 |  | 014207 | 014207 | Smith & Nephew, Inc. | CANNU-FLEX 6 MM X 25 MM 1.0 SCREW, STERILE | CANNU-FLEX SILK | 42322201 Interference screws | C1713 | ANCHOR/SCREW FOR OPPOSING BONE-TO-BONE OR SOFT TISSUE-TO-BONE (IMPLANTABLE) | CANNU-FLEX 6 MM X 25 MM 1.0 SCREW, STERILE | SCREW, INTERFERENCE, 6X25 MM, 1 MM, GUIDEWIRE, STERILE, CANNU-FLEX SILK, LATEX | SCREW, INTERFERENCE, 6X25 MM, 1 MM, GUIDEWIRE, STERILE, CANNU-FLEX SILK, LATEX | SCREW, INTRF, 6X25 MM, 1 MM, GUIDEWIRE, STRL, CANNFLX SILK, LTX | SCREW, INTRF, 6X25 MM, 1 MM, GUIDEWIRE, STRL, CANNFLX SILK, LTX | 56 | SCREW | INTERFERENCE |  |  |  | 6X25 MM | 1 MM |  |  |  | GUIDEWIRE |  |  |  | STERILE | CANNU-FLEX SILK | LATEX |  |  | https://accessgudid.nlm.nih.gov/devices/03596010025647 | [28 empty] | QC Completed | Production Completed
PDG | 016-249 |  | CND | THIRD PARTY | CND | OK | CND | OK | Data Enrichment ¦ UNSPSC Classification | [12 empty] | 845 | 845 | SMITH AND NEPHEW ENDOSCOPY | SMITH & NEPHEW | SMITH & NEPHEW ENDOSCOPY | 014208 | 14208 | 014208 | SMITH | 014208 | 014208 | SMITH_014208 |  |  |  | SCR CNFLX 1.0 6X30 STER |  | 3406 | PRODIGO1072473 |  | 014208 | 014208 | Smith & Nephew, Inc. | CANNU-FLEX 6 MM X 30 MM 1.0 SCREW, STERILE | CANNU-FLEX SILK | 42322201 Interference screws | C1713 | ANCHOR/SCREW FOR OPPOSING BONE-TO-BONE OR SOFT TISSUE-TO-BONE (IMPLANTABLE) | CANNU-FLEX 6 MM X 30 MM 1.0 SCREW, STERILE | SCREW, INTERFERENCE, 6X30 MM, 1 MM, GUIDEWIRE, STERILE, CANNU-FLEX SILK, LATEX | SCREW, INTERFERENCE, 6X30 MM, 1 MM, GUIDEWIRE, STERILE, CANNU-FLEX SILK, LATEX | SCREW, INTRF, 6X30 MM, 1 MM, GUIDEWIRE, STRL, CANNFLX SILK, LTX | SCREW, INTRF, 6X30 MM, 1 MM, GUIDEWIRE, STRL, CANNFLX SILK, LTX | 56 | SCREW | INTERFERENCE |  |  |  | 6X30 MM | 1 MM |  |  |  | GUIDEWIRE |  |  |  | STERILE | CANNU-FLEX SILK | LATEX |  |  | https://www.esutures.com/product/0-in-date/34-smith--nephew/530-drills/46262262-smith--nephew-passing-pin-drill-tip-2.7mm-x-15-014508/, https://accessgudid.nlm.nih.gov/devices/03596010025654 | [28 empty] | QC Completed | Production Completed
PDG | 016-249 |  | BHC | sourced | BHC | ok | CND | OK | Data Enrichment ¦ UNSPSC Classification | [12 empty] | 846 | 846 | SMITH AND NEPHEW ENDOSCOPY | SMITH & NEPHEW | SMITH & NEPHEW PLC | 014819 | 14819 | 014819 | SMITH | 014819 | 014819 | SMITH_014819 |  |  |  | CANNULATED OBTURATOR 5MM |  | 3406 | PRODIGO1072474 |  | 014819 | 014819 | Smith & Nephew, Inc. | CANNULATED OBTURATOR 5MM | NA | 42294978 Endoscopic trocar or sheath or obturator or cannula |  |  | Portal Accessory System 5.0 mm Cannulated Obturator, 1.5 mm cannulation | OBTURATOR, ENDOSCOPIC, CANNULATED, 5 MM, 1.5 MM, NON STERILE, LATEX | OBTURATOR, ENDOSCOPIC, CANNULATED, 5 MM, 1.5 MM, NON STERILE, LATEX | OBTURATOR, ENDOSCP, CANN, 5 MM, 1.5 MM, NS, LTX | OBTURATOR, ENDOSCP, CANN, 5 MM, 1.5 MM, NS, LTX | 41 | OBTURATOR | ENDOSCOPIC | CANNULATED |  |  | 5 MM | 1.5 MM | [7 empty] | NON STERILE |  | LATEX |  |  | http://docs.exhausmed.com/DOCS/SMITHNEPHEW/2012/CATALOGUES/2012_CATALOG_SCREEN.PDF, https://accessgudid.nlm.nih.gov/devices/00885554000870 | 2012_CATALOG_SCREEN | [27 empty] | QC Completed | Production Completed
PDG | 016-249 |  | BHC | sourced | BHC | ok | CND | OK | Data Enrichment ¦ UNSPSC Classification | [12 empty] | 847 | 847 | SMITH AND NEPHEW ENDOSCOPY | SMITH & NEPHEW | SMITH & NEPHEW PLC | 014820 | 14820 | 014820 | SMITH | 014820 | 014820 | SMITH_014820 |  |  |  | CANNULATED OTBURATOR 8mm |  | 3406 | PRODIGO1072475 |  | 014820 | 014820 | Smith & Nephew, Inc. | CANNULATED OTBURATOR 8MM | NA | 42294978 Endoscopic trocar or sheath or obturator or cannula |  |  | Portal Accessory System 8.0 mm Cannulated Obturator, 1.5 mm cannulation | OBTURATOR, ENDOSCOPIC, CANNULATED, 8 MM, 1.5 MM, NON STERILE, LATEX | OBTURATOR, ENDOSCOPIC, CANNULATED, 8 MM, 1.5 MM, NON STERILE, LATEX | OBTURATOR, ENDOSCP, CANN, 8 MM, 1.5 MM, NS, LTX | OBTURATOR, ENDOSCP, CANN, 8 MM, 1.5 MM, NS, LTX | 41 | OBTURATOR | ENDOSCOPIC | CANNULATED |  |  | 8 MM | 1.5 MM | [7 empty] | NON STERILE |  | LATEX |  |  | http://docs.exhausmed.com/DOCS/SMITHNEPHEW/2012/CATALOGUES/2012_CATALOG_SCREEN.PDF, https://accessgudid.nlm.nih.gov/devices/00885554001334 | 2012_CATALOG_SCREEN | [27 empty] | QC Completed | Production Completed
PDG | 016-249 |  | BHC | third party | BHC |  | CND | OK | Data Enrichment ¦ UNSPSC Classification | [12 empty] | 848 | 848 | SMITH AND NEPHEW ENDOSCOPY | SMITH & NEPHEW | SMITH & NEPHEW PLC | 224036EA | 224036EA | 22-4036EA | SMITH | 22-4036EA | 224036EA | SMITH_224036EA |  |  |  | NEEDLE AND SUTURE CAPTURE |  | 3406 | PRODIGO1072477 |  | 22-4036EA | 22-4036EA | Smith & Nephew, Inc. | FIRSTPASS NEEDLE AND SUTURE CAPTURE, 1 EACH | FIRSTPASS | 42312204 Suture boots and capturing devices | C2631 | REPAIR DEVICE, URINARY, INCONTINENCE, WITHOUT SLING GRAFT | FIRSTPASS Needle and Suture Capture, Sterile, Single-Use | DEVICE, CAPTURING, NEEDLE AND SUTURE, STERILE, FIRSTPASS, LATEX, DISPOSABLE | DEVICE, CAPTURING, NEEDLE AND SUTURE, STERILE, FIRSTPASS, LATEX, DISPOSABLE | DEVICE, CAPT, NDL & SUTURE, STRL, FIRSTPASS, LTX, DISP | DEVICE, CAPT, NDL & SUTURE, STRL, FIRSTPASS, LTX, DISP | 48 | DEVICE | CAPTURING | [8 empty] | NEEDLE AND SUTURE |  |  |  | STERILE | FIRSTPASS | LATEX | DISPOSABLE |  | https://www.westcmr.com/22-4036-wb5-22-4036, https://accessgudid.nlm.nih.gov/devices/00817470000894 | [28 empty] | QC Completed | Production Completed
PDG | 016-249 |  | BHC | unsourced | BHC |  | CND | OK | Data Enrichment ¦ UNSPSC Classification | [12 empty] | 849 | 849 | SMITH AND NEPHEW ENDOSCOPY | SMITH & NEPHEW | SMITH & NEPHEW PLC | 346237 | 346237 | 346237 | SMITH | 346237 | 346237 | SMITH_346237 |  |  |  | SCRSFTSLKN/S7X25MM |  | 3406 | PRODIGO1072478 | [6 empty] | 42322201 Interference screws |  |  | SCRSFTSLKN/S7X25MM | SCREW, INTERFERENCE, 7X25 MM, NON STERILE, SOFTSILK | SCREW, INTERFERENCE, 7X25 MM, NON STERILE, SOFTSILK | SCREW, INTRF, 7X25 MM, NS, SOFTSILK | SCREW, INTRF, 7X25 MM, NS, SOFTSILK | 31 | SCREW | INTERFERENCE | [8 empty] | 7X25 MM |  |  |  | NON STERILE | SOFTSILK |  |  |  | url not found | [28 empty] | QC Completed | Production Completed
PDG | 016-249 |  | BHC | unsourced | BHC |  | CND | OK | Data Enrichment ¦ UNSPSC Classification | [12 empty] | 850 | 850 | SMITH AND NEPHEW ENDOSCOPY | SMITH & NEPHEW | SMITH & NEPHEW PLC | 346243 | 346243 | 346243 | SMITH | 346243 | 346243 | SMITH_346243 |  |  |  | SCRSFTSLKN/S 9X25MM |  | 3406 | PRODIGO1072479 | [6 empty] | 42322201 Interference screws |  |  | SCRSFTSLKN/S 9X25MM | SCREW, INTERFERENCE, 9X25 MM, NON STERILE, SOFTSILK | SCREW, INTERFERENCE, 9X25 MM, NON STERILE, SOFTSILK | SCREW, INTRF, 9X25 MM, NS, SOFTSILK | SCREW, INTRF, 9X25 MM, NS, SOFTSILK | 31 | SCREW | INTERFERENCE | [8 empty] | 9X25 MM |  |  |  | NON STERILE | SOFTSILK |  |  |  | url not found | [28 empty] | QC Completed | Production Completed
PDG | 016-249 |  | BHC | sourced | BHC | ok | CND | OK | Data Enrichment ¦ UNSPSC Classification | [12 empty] | 851 | 851 | SMITH AND NEPHEW ENDOSCOPY | SMITH & NEPHEW | SMITH & NEPHEW PLC | 4141 | 4141 | 4141 | SMITH | 4141 | 4141 | SMITH_4141 |  |  |  | STRAPECTRA(TM) |  | 3406 | PRODIGO1072480 |  | 4141 | 4141 | Smith & Nephew, Inc. | STRAP ECTRA(TM) | ECTRA | 42296401 Endoscope or instrument positioners or holders |  |  | ECTRA II System Hand Strap | STRAP, POSITIONING, HAND, NON STERILE, ECTRA II, LATEX | STRAP, POSITIONING, HAND, NON STERILE, ECTRA II, LATEX | STRAP, POS, HND, NS, ECTRA II, LTX | STRAP, POS, HND, NS, ECTRA II, LTX | 29 | STRAP | POSITIONING | HAND | [11 empty] | NON STERILE | ECTRA II | LATEX |  |  | http://docs.exhausmed.com/DOCS/SMITHNEPHEW/2012/CATALOGUES/2012_CATALOG_SCREEN.PDF, https://accessgudid.nlm.nih.gov/devices/03596010122599 | 2012_CATALOG_SCREEN | [27 empty] | QC Completed | Production Completed
PDG | 016-249 |  | BHC | sourced | BHC | ok | CND | OK | Data Enrichment ¦ UNSPSC Classification | [12 empty] | 852 | 852 | SMITH AND NEPHEW ENDOSCOPY | SMITH & NEPHEW | SMITH & NEPHEW PLC | 4432 | 4432 | 4432 | SMITH | 4432 | 4432 | SMITH_4432 |  |  |  | OBTURATOR HANDLEECTRA 2 |  | 3406 | PRODIGO1072481 |  | 4432 | 4432 | SMITHS MEDICAL ASD, INC. |  | Portex | 42294993 Endoscopic trocar or sheath or obturator or cannula accessories |  |  | ECTRA II System Detachable Obturator Handle | HANDLE, OBTURATOR, DETACHABLE, NON STERILE, ECTRA II, LATEX | HANDLE, OBTURATOR, DETACHABLE, NON STERILE, ECTRA II, LATEX | HANDLE, OBTURATOR, DETACHABLE, NS, ECTRA II, LTX | HANDLE, OBTURATOR, DETACHABLE, NS, ECTRA II, LTX | 43 | HANDLE | OBTURATOR | DETACHABLE | [11 empty] | NON STERILE | ECTRA II | LATEX |  |  | http://docs.exhausmed.com/DOCS/SMITHNEPHEW/2012/CATALOGUES/2012_CATALOG_SCREEN.PDF, https://accessgudid.nlm.nih.gov/devices/03596010129321 | 2012_CATALOG_SCREEN | [27 empty] | QC Completed | Production Completed
PDG | 016-249 |  | BHC | sourced | BHC | ok | CND | OK | Data Enrichment ¦ UNSPSC Classification | [12 empty] | 853 | 853 | SMITH AND NEPHEW ENDOSCOPY | SMITH & NEPHEW | SMITH & NEPHEW PLC | 4433 | 4433 | 4433 | SMITH | 4433 | 4433 | SMITH_4433 |  |  |  | OBTURATORPROBECONICALECTRII |  | 3406 | PRODIGO1072482 |  | 4433 | 4433 | Smith & Nephew, Inc. | CONICAL OBTURATOR | ECTRA | 42294978 Endoscopic trocar or sheath or obturator or cannula |  |  | ECTRA II System Conical Obturator | OBTURATOR, ENDOSCOPIC, CONICAL, NON STERILE, ECTRA II, LATEX | OBTURATOR, ENDOSCOPIC, CONICAL, NON STERILE, ECTRA II, LATEX | OBTURATOR, ENDOSCP, CONCL, NS, ECTRA II, LTX | OBTURATOR, ENDOSCP, CONCL, NS, ECTRA II, LTX | 39 | OBTURATOR | ENDOSCOPIC | CONICAL | [11 empty] | NON STERILE | ECTRA II | LATEX |  |  | http://docs.exhausmed.com/DOCS/SMITHNEPHEW/2012/CATALOGUES/2012_CATALOG_SCREEN.PDF, https://accessgudid.nlm.nih.gov/devices/03596010129338 | 2012_CATALOG_SCREEN | [27 empty] | QC Completed | Production Completed
PDG | 016-249 |  | BHC | sourced | BHC | ok | CND | OK | Data Enrichment ¦ UNSPSC Classification | [12 empty] | 854 | 854 | SMITH AND NEPHEW ENDOSCOPY | SMITH & NEPHEW | SMITH & NEPHEW PLC | 4434 | 4434 | 4434 | SMITH | 4434 | 4434 | SMITH_4434 |  |  |  | OBTURATORPROBEBOAT NOSE |  | 3406 | PRODIGO1072483 |  | 4434 | 4434 | Smith & Nephew, Inc. | BOAT NOSE OBTURATOR | ECTRA | 42294978 Endoscopic trocar or sheath or obturator or cannula |  |  | ECTRA II System Boat Nose Obturator | OBTURATOR, ENDOSCOPIC, BOAT NOSE, NON STERILE, ECTRA II, LATEX | OBTURATOR, ENDOSCOPIC, BOAT NOSE, NON STERILE, ECTRA II, LATEX | OBTURATOR, ENDOSCP, BOAT NOSE, NS, ECTRA II, LTX | OBTURATOR, ENDOSCP, BOAT NOSE, NS, ECTRA II, LTX | 43 | OBTURATOR | ENDOSCOPIC | BOAT NOSE | [11 empty] | NON STERILE | ECTRA II | LATEX |  |  | http://docs.exhausmed.com/DOCS/SMITHNEPHEW/2012/CATALOGUES/2012_CATALOG_SCREEN.PDF, https://accessgudid.nlm.nih.gov/devices/03596010129345 | 2012_CATALOG_SCREEN | [27 empty] | QC Completed | Production Completed
PDG | 016-249 |  | BHC | sourced | BHC | ok | CND | OK | Data Enrichment ¦ UNSPSC Classification | [12 empty] | 855 | 855 | SMITH AND NEPHEW ENDOSCOPY | SMITH & NEPHEW | SMITH & NEPHEW PLC | 4435 | 4435 | 4435 | SMITH | 4435 | 4435 | SMITH_4435 |  |  |  | OBTURATORPROBEDISSECTING |  | 3406 | PRODIGO1072484 |  | 4435 | 4435 | Smith & Nephew, Inc. | DISSECTING OBTURATOR | ECTRA | 42294978 Endoscopic trocar or sheath or obturator or cannula |  |  | ECTRA II System Dissecting Obturator | OBTURATOR, ENDOSCOPIC, DISSECTING, NON STERILE, ECTRA II, LATEX | OBTURATOR, ENDOSCOPIC, DISSECTING, NON STERILE, ECTRA II, LATEX | OBTURATOR, ENDOSCP, DISECT, NS, ECTRA II, LTX | OBTURATOR, ENDOSCP, DISECT, NS, ECTRA II, LTX | 40 | OBTURATOR | ENDOSCOPIC | DISSECTING | [11 empty] | NON STERILE | ECTRA II | LATEX |  |  | http://docs.exhausmed.com/DOCS/SMITHNEPHEW/2012/CATALOGUES/2012_CATALOG_SCREEN.PDF, https://accessgudid.nlm.nih.gov/devices/03596010129352 | 2012_CATALOG_SCREEN | [27 empty] | QC Completed | Production Completed
PDG | 016-249 |  | BHC | sourced | BHC | ok | CND | OK | Data Enrichment ¦ UNSPSC Classification | [12 empty] | 856 | 856 | SMITH AND NEPHEW ENDOSCOPY | SMITH & NEPHEW | SMITH & NEPHEW PLC | 4447 | 4447 | 4447 | SMITH | 4447 | 4447 | SMITH_4447 |  |  |  | KNIFE PROBE BOXED SET 6 |  | 3406 | PRODIGO1072485 |  | 4447 | 4447 | Smith & Nephew, Inc. | PROBE KNIFE BOX OF 6 | ECTRA | 42294906 Endoscopic cutting instruments |  |  | Disposable Knives Probe Knife, beige, sterile (6 per box | KNIFE, ENDOSCOPIC, PROBE, STERILE, ECTRA II, LATEX, DISPOSABLE | KNIFE, ENDOSCOPIC, PROBE, STERILE, ECTRA II, LATEX, DISPOSABLE | KNIFE, ENDOSCP, PRB, STRL, ECTRA II, LTX, DISP | KNIFE, ENDOSCP, PRB, STRL, ECTRA II, LTX, DISP | 40 | KNIFE | ENDOSCOPIC | PROBE | [11 empty] | STERILE | ECTRA II | LATEX | DISPOSABLE | BOXED SET OF 6 | http://docs.exhausmed.com/DOCS/SMITHNEPHEW/2012/CATALOGUES/2012_CATALOG_SCREEN.PDF, https://accessgudid.nlm.nih.gov/devices/03596010129390 | 2012_CATALOG_SCREEN | [27 empty] | QC Completed | Production Completed
PDG | 016-249 |  | BHC | sourced | BHC | ok | CND | OK | Data Enrichment ¦ UNSPSC Classification | [12 empty] | 857 | 857 | SMITH AND NEPHEW ENDOSCOPY | SMITH & NEPHEW | SMITH & NEPHEW PLC | 71934989 | 71934989 | 71934989 | SMITH | 71934989 | 71934989 | SMITH_71934989 |  |  |  | RND ENDBTN 1-HOLE SST FOR SZ3/4 STRE LP |  | 3406 | PRODIGO1072486 |  | 71934989 | 71934989 | Smith & Nephew, Inc. | ROUND ENDOBUTTON 1-HOLE SST FOR SZ3/4 SUTURE LOOP | Double ENDOBUTTON | 42321507 Internal bone fixation sets |  |  | Glenoid Bone Loss Consumables RND ENDBTN 1-HOLE SST FOR SZ3/4 STRE LP | DEVICE, FIXATION, ROUND, 1 HOLE, SST, FOR 3/4 SUTURE LOOP, STERILE, ENDOBUTTON, LATEX | DEVICE, FIXATION, ROUND, 1 HOLE, SST, FOR 3/4 SUTURE LOOP, STERILE, ENDOBUTTON, LATEX | DEVICE, FIX, RND, 1 HOLE, SST, FOR 3/4 SUTURE LOOP, STRL, ENDOBUTTON, LTX | DEVICE, FIX, RND, 1 HOLE, SST, FOR 3/4 SUTURE LOOP, ENDOBUTTON | 56 | DEVICE | FIXATION | ROUND | [7 empty] | 1 HOLE, SST, FOR 3/4 SUTURE LOOP |  |  |  | STERILE | ENDOBUTTON | LATEX |  |  | https://smith-nephew.stylelabs.cloud/api/public/content/fa3137ad490a440499bd45974c995540?v=60796da5&download=true, https://accessgudid.nlm.nih.gov/devices/00885556486146 | SHO23-24898-V2-InstabilityExcellence-BRO-digital-0423 | [27 empty] | QC Completed | Production Completed
PDG | 016-249 |  | BHC | sourced | BHC | ok | CND | OK | Data Enrichment ¦ UNSPSC Classification | [12 empty] | 858 | 858 | SMITH AND NEPHEW ENDOSCOPY | SMITH & NEPHEW | SMITH & NEPHEW PLC | 71934990 | 71934990 | 71934990 | SMITH | 71934990 | 71934990 | SMITH_71934990 |  |  |  | ROUND ENDOBUTTON 2-HOLE SS |  | 3406 | PRODIGO1072487 |  | 71934990 | 71934990 | Smith & Nephew, Inc. | ROUND ENDOBUTTON 2-HOLE SST | Double ENDOBUTTON | 42321507 Internal bone fixation sets |  |  | Glenoid Bone Loss Consumables ROUND ENDOBUTTON 2-HOLE SS | DEVICE, FIXATION, ROUND, 2 HOLE, STAINLESS STEEL, STERILE, ENDOBUTTON, LATEX | DEVICE, FIXATION, ROUND, 2 HOLE, STAINLESS STEEL, STERILE, ENDOBUTTON, LATEX | DEVICE, FIX, RND, 2 HOLE, SS, STRL, ENDOBUTTON, LTX | DEVICE, FIX, RND, 2 HOLE, SS, STRL, ENDOBUTTON, LTX | 44 | DEVICE | FIXATION | ROUND | [7 empty] | 2 HOLE | STAINLESS STEEL |  |  | STERILE | ENDOBUTTON | LATEX |  |  | https://smith-nephew.stylelabs.cloud/api/public/content/fa3137ad490a440499bd45974c995540?v=60796da5&download=true, https://accessgudid.nlm.nih.gov/devices/00885556486191 | SHO23-24898-V2-InstabilityExcellence-BRO-digital-0423 | [27 empty] | QC Completed | Production Completed
PDG | 016-249 |  | BHC | sourced | BHC | ok | CND | OK | Data Enrichment ¦ UNSPSC Classification | [12 empty] | 859 | 859 | SMITH AND NEPHEW ENDOSCOPY | SMITH & NEPHEW | SMITH & NEPHEW PLC | 71934993 | 71934993 | 71934993 | SMITH | 71934993 | 71934993 | SMITH_71934993 |  |  |  | RND ENDBTN POST SST W-SZ3/4 SUTURE LOOP |  | 3406 | PRODIGO1072488 |  | 71934993 | 71934993 | Smith & Nephew, Inc. | ROUND ENDOBUTTON 2-HOLE WITH POST SST WITH SZ3/4 SUTURE LOOP | Double ENDOBUTTON | 42321507 Internal bone fixation sets |  |  | Glenoid Bone Loss Consumables RND ENDBTN POST SST W-SZ3/4 SUTURE LOOP | DEVICE, FIXATION, ROUND, 2 HOLE, WITH POST SST, FOR 3/4 SUTURE LOOP, STERILE, ENDOBUTTON, LATEX | DEVICE, FIXATION, ROUND, 2 HOLE, WITH POST SST, FOR 3/4 SUTURE LOOP, STERILE, ENDOBUTTON, LATEX | DEVICE, FIX, RND, 2 HOLE, W/ POST SST, FOR 3/4 SUTURE LOOP, STRL, ENDOBUTTON, LTX | DEVICE, FIX, RND, 2 HOLE, W/ POST SST, 3/4 SUTURE LOOP, ENDOBUTTON | 60 | DEVICE | FIXATION | ROUND | [7 empty] | 2 HOLE, WITH POST SST, FOR 3/4 SUTURE LOOP |  |  |  | STERILE | ENDOBUTTON | LATEX |  |  | https://smith-nephew.stylelabs.cloud/api/public/content/fa3137ad490a440499bd45974c995540?v=60796da5&download=true, https://accessgudid.nlm.nih.gov/devices/00885556424544 | SHO23-24898-V2-InstabilityExcellence-BRO-digital-0423 | [27 empty] | QC Completed | Production Completed
PDG | 016-249 |  | BHC | third party | BHC |  | CND | OK | Data Enrichment ¦ UNSPSC Classification | [12 empty] | 860 | 860 | SMITH AND NEPHEW ENDOSCOPY | SMITH & NEPHEW | SMITH & NEPHEW PLC | 71934994 | 71934994 | 71934994 | SMITH | 71934994 | 71934994 | SMITH_71934994 |  |  |  | LOOP TIP GUIDEWIRE |  | 3406 | PRODIGO1072489 |  | 71934994 | 71934994 | Smith & Nephew, Inc. | LOOP TIP GUIDEWIRE | N/A | 42294919 Endoscopic guidewire or glidewire |  |  | Loop Tip Guidewire | GUIDEWIRE, ENDOSCOPIC, LOOP TIP, STERILE, LATEX, DISPOSABLE | GUIDEWIRE, ENDOSCOPIC, LOOP TIP, STERILE, LATEX, DISPOSABLE | GUIDEWIRE, ENDOSCP, LOOP TIP, STRL, LTX, DISP | GUIDEWIRE, ENDOSCP, LOOP TIP, STRL, LTX, DISP | 40 | GUIDEWIRE | ENDOSCOPIC | LOOP TIP | [11 empty] | STERILE |  | LATEX | DISPOSABLE |  | https://dokumen.tips/documents/arthroscopic-guided-latarjet-and-bankart-surgical-arthroscopic-guided-latarjet.html?page=16, https://accessgudid.nlm.nih.gov/devices/00885556424599 | [28 empty] | QC Completed | Production Completed
PDG | 016-249 |  | BHC | third party | BHC |  | CND | OK | Data Enrichment ¦ UNSPSC Classification | [12 empty] | 861 | 861 | SMITH AND NEPHEW ENDOSCOPY | SMITH & NEPHEW | SMITH & NEPHEW PLC | 71935024 | 71935024 | 71935024 | SMITH | 71935024 | 71935024 | SMITH_71935024 |  |  |  | ROUND ENDOBUTTON 2-HOLE W/POST SST |  | 3406 | PRODIGO1072490 |  | 71935024 | 71935024 | Smith & Nephew, Inc. | ROUND ENDOBUTTON 2-HOLE WITH POST SST | Double ENDOBUTTON | 42321507 Internal bone fixation sets |  |  | double ROUND ENDOBUTTON 2-HOLE WITH POST SST | DEVICE, FIXATION, ROUND, DOUBLE, 2 HOLE, WITH POST SST, STERILE, ENDOBUTTON, LATEX | DEVICE, FIXATION, ROUND, DOUBLE, 2 HOLE, WITH POST SST, STERILE, ENDOBUTTON, LATEX | DEVICE, FIX, RND, DBL, 2-HOLE, W/ POST SST, STRL, ENDOBUTTON, LTX | DEVICE, FIX, RND, DBL, 2 HOLE, W/ POST SST, STRL, ENDOBUTTON, LTX | 57 | DEVICE | FIXATION | ROUND | [7 empty] | DOUBLE, 2 HOLE, WITH POST SST |  |  |  | STERILE | ENDOBUTTON | LATEX |  |  | https://fda.report/GUDID/00885556467640, https://accessgudid.nlm.nih.gov/devices/00885556467640 | [28 empty] | QC Completed | Production Completed
PDG | 016-249 |  | BHC | sourced | BHC | ok | CND | OK | Data Enrichment ¦ UNSPSC Classification | [12 empty] | 862 | 862 | SMITH AND NEPHEW ENDOSCOPY | SMITH & NEPHEW | SMITH & NEPHEW PLC | 71935042 | 71935042 | 71935042 | SMITH | 71935042 | 71935042 | SMITH_71935042 |  |  |  | RECIPROCATING SAW BLADE |  | 3406 | PRODIGO1072491 |  | 71935042 | 71935042 | Smith & Nephew, Inc. | Reciprocating Saw Blade 3mm Connection | N/A | 42295211 Surgical powered saw blades |  |  | Reciprocating Saw Blade 3mm Connection | BLADE, SAW, RECIPROCATING, 3 MM CONNECTION, REPROCESSED, STERILE, LATEX | BLADE, SAW, RECIPROCATING, 3 MM CONNECTION, REPROCESSED, STERILE, LATEX | BLADE, SAW, RECIP, 3 MM CONN, REPROCESSED, STRL, LTX | BLADE, SAW, RECIP, 3 MM CONN, REPROCESSED, STRL, LTX | 46 | BLADE | SAW | RECIPROCATING | [7 empty] | 3 MM CONNECTION, REPROCESSED |  |  |  | STERILE |  | LATEX |  |  | https://smith-nephew.stylelabs.cloud/api/public/content/fa3137ad490a440499bd45974c995540?v=60796da5&download=true, https://accessgudid.nlm.nih.gov/devices/00885556645932 | SHO23-24898-V2-InstabilityExcellence-BRO-digital-0423 (1) | [27 empty] | QC Completed | Production Completed
PDG | 016-249 |  | BHC | sourced | BHC | ok | CND | OK | Data Enrichment ¦ UNSPSC Classification | [12 empty] | 863 | 863 | SMITH AND NEPHEW ENDOSCOPY | SMITH & NEPHEW | SMITH & NEPHEW PLC | 71935043 | 71935043 | 71935043 | SMITH | 71935043 | 71935043 | SMITH_71935043 |  |  |  | STRAIGHT CUT RASP |  | 3406 | PRODIGO1072492 |  | 71935043 | 71935043 | Smith & Nephew, Inc. | Straight Cut Reciprocating Rasp 3mm Connection | N/A | 42291611 Surgical rasps or files |  |  | Straight Cut Reciprocating Rasp 3mm Connection | RASP, SURGICAL, STRAIGHT CUT, 3 MM CONNECTION, REPROCESSED, STERILE, LATEX | RASP, SURGICAL, STRAIGHT CUT, 3 MM CONNECTION, REPROCESSED, STERILE, LATEX | RASP, SURG, STR CUT, 3 MM CONN, REPROCESSED, STRL, LTX | RASP, SURG, STR CUT, 3 MM CONN, REPROCESSED, STRL, LTX | 48 | RASP | SURGICAL | STRAIGHT CUT | [7 empty] | 3 MM CONNECTION, REPROCESSED |  |  |  | STERILE |  | LATEX |  |  | https://smith-nephew.stylelabs.cloud/api/public/content/fa3137ad490a440499bd45974c995540?v=60796da5&download=true, https://accessgudid.nlm.nih.gov/devices/00885556645949 | SHO23-24898-V2-InstabilityExcellence-BRO-digital-0423 (1) | [27 empty] | QC Completed | Production Completed
PDG | 016-249 |  | BHC | third party | BHC |  | CND | OK | Data Enrichment ¦ UNSPSC Classification | [12 empty] | 864 | 864 | SMITH AND NEPHEW ENDOSCOPY | SMITH & NEPHEW | SMITH & NEPHEW PLC | 71935444 | 71935444 | 71935444 | SMITH | 71935444 | 71935444 | SMITH_71935444 |  |  |  | 10DEG OFFSET DRILL GUIDE 5MM |  | 3406 | PRODIGO1072493 |  | 71935444 | 71935444 | Smith & Nephew, Inc. | 10DEG OFFSET DRILL GUIDE 5MM | Mini-Open Latarjet | 42295207 Surgical drill guides or sleeves |  |  | Mini-Open Latarjet 10DEG OFFSET DRILL GUIDE 5MM | GUIDE, DRILL, OFFSET, 10 DEGREE, 5 MM, MINI-OPEN LATARJET, NON STERILE, LATEX | GUIDE, DRILL, OFFSET, 10 DEGREE, 5 MM, MINI-OPEN LATARJET, NON STERILE, LATEX | GUIDE, DRL, OFFSET, 10 DEG, 5 MM, MINI-OPEN LATARJET, NS, LTX | GUIDE, DRL, OFFSET, 10 DEG, 5 MM, MINI-OPEN LATARJET, NS, LTX | 54 | GUIDE | DRILL | OFFSET | 10 DEGREE |  | 5 MM |  |  |  |  | MINI-OPEN LATARJET |  |  |  | NON STERILE |  | LATEX |  |  | https://accessgudid.nlm.nih.gov/devices/00885556659618 | [28 empty] | QC Completed | Production Completed
PDG | 016-249 |  | BHC | third party | BHC |  | CND | OK | Data Enrichment ¦ UNSPSC Classification | [12 empty] | 865 | 865 | SMITH AND NEPHEW ENDOSCOPY | SMITH & NEPHEW | SMITH & NEPHEW PLC | 71935603 | 71935603 | 71935603 | SMITH | 71935603 | 71935603 | SMITH_71935603 |  |  |  | XTENDOBUTTON Round LG 21 DIA 10 peg |  | 3406 | PRODIGO1072495 |  | 71935603 | 71935603 | Smith & Nephew, Inc. | XTENDOBUTTON Round Large 21 mm DIA 10 mm peg | XTENDOBUTTON | 42321507 Internal bone fixation sets |  |  | XTENDOBUTTON Round Large 21 mm DIA 10 mm peg | BUTTON, FIXATION, ROUND, LARGE, 21 MM, 10 MM, PEG, STERILE, XTENDOBUTTON, LATEX | BUTTON, FIXATION, ROUND, LARGE, 21 MM, 10 MM, PEG, STERILE, XTENDOBUTTON, LATEX | BUTTON, FIX, RND, LG, 21 MM, 10 MM, PEG, STRL, XTENDOBUTTON, LTX | BUTTON, FIX, RND, LG, 21 MM, 10 MM, PEG, STRL, XTENDOBUTTON, LTX | 55 | BUTTON | FIXATION | ROUND | LARGE |  | 21 MM | 10 MM |  |  |  | PEG |  |  |  | STERILE | XTENDOBUTTON | LATEX |  |  | https://accessgudid.nlm.nih.gov/devices/00885556702710 | [28 empty] | QC Completed | Production Completed
PDG | 016-249 |  | BHC | third party | BHC |  | CND | OK | Data Enrichment ¦ UNSPSC Classification | [12 empty] | 866 | 866 | SMITH AND NEPHEW ENDOSCOPY | SMITH & NEPHEW | SMITH & NEPHEW PLC | 71935605 | 71935605 | 71935605 | SMITH | 71935605 | 71935605 | SMITH_71935605 |  |  |  | XTENDOBUTTON Oval MD 11 x 18mm 7.5 peg |  | 3406 | PRODIGO1072497 |  | 71935605 | 71935605 | Smith & Nephew, Inc. | XTENDOBUTTON Oval Medium 11 mm x 18 mm 7.5 mm peg | XTENDOBUTTON | 42321507 Internal bone fixation sets |  |  | XTENDOBUTTON Oval Medium 11 mm x 18 mm 7.5 mm peg | BUTTON, FIXATION, OVAL, MEDIUM, 11X18 MM, 7.5 MM, PEG, STERILE, XTENDOBUTTON, LATEX | BUTTON, FIXATION, OVAL, MEDIUM, 11X18 MM, 7.5 MM, PEG, STERILE, XTENDOBUTTON, LATEX | BUTTON, FIX, OVL, MED, 11X18 MM, 7.5 MM, PEG, STRL, XTENDOBUTTON, LTX | BUTTON, FIX, OVL, MED, 11X18 MM, 7.5 MM, PEG, STRL, XTENDOBUTTON, LTX | 60 | BUTTON | FIXATION | OVAL | MEDIUM |  | 11X18 MM | 7.5 MM |  |  |  | PEG |  |  |  | STERILE | XTENDOBUTTON | LATEX |  |  | https://accessgudid.nlm.nih.gov/devices/00885556702734 | [28 empty] | QC Completed | Production Completed
PDG | 016-249 |  | BHC | third party | BHC |  | CND | OK | Data Enrichment ¦ UNSPSC Classification | [12 empty] | 867 | 867 | SMITH AND NEPHEW ENDOSCOPY | SMITH & NEPHEW | SMITH & NEPHEW PLC | 71935606 | 71935606 | 71935606 | SMITH | 71935606 | 71935606 | SMITH_71935606 |  |  |  | XTENDOBUTTON Oval LG 15 x 21mm 10 peg |  | 3406 | PRODIGO1072498 |  | 71935606 | 71935606 | Smith & Nephew, Inc. | XTENDOBUTTON Oval Large 15 mm x 21 mm 10 mm peg | XTENDOBUTTON | 42321507 Internal bone fixation sets |  |  | XTENDOBUTTON Oval Large 15 mm x 21 mm 10 mm peg | BUTTON, FIXATION, OVAL, LARGE, 15X21 MM, 10 MM, PEG, STERILE, XTENDOBUTTON, LATEX | BUTTON, FIXATION, OVAL, LARGE, 15X21 MM, 10 MM, PEG, STERILE, XTENDOBUTTON, LATEX | BUTTON, FIX, OVL, LG, 15X21 MM, 10 MM, PEG, STRL, XTENDOBUTTON, LTX | BUTTON, FIX, OVL, LG, 15X21 MM, 10 MM, PEG, STRL, XTENDOBUTTON, LTX | 58 | BUTTON | FIXATION | OVAL | LARGE |  | 15X21 MM | 10 MM |  |  |  | PEG |  |  |  | STERILE | XTENDOBUTTON | LATEX |  |  | https://accessgudid.nlm.nih.gov/devices/00885556702741 | [28 empty] | QC Completed | Production Completed
PDG | 016-249 |  | BHC | sourced | BHC | ok | CND | OK | Data Enrichment ¦ UNSPSC Classification | [12 empty] | 868 | 868 | SMITH AND NEPHEW ENDOSCOPY | SMITH & NEPHEW | SMITH & NEPHEW PLC | 7205440 | 7205440 | 7205440 | SMITH | 7205440 | 7205440 | SMITH_7205440 |  |  |  | E/S SWITCHPEN (5/BOX) (CE/ ) |  | 3406 | PRODIGO1072499 |  | 7205440 | 7205440 | Smith & Nephew, Inc. | E/S SWITCHPEN (5/BOX) (CE/ ) | NA | 42295143 Electrosurgical or electrocautery accessories or attachments |  |  | Switchpen, monopolar, leakproof, anti-rotating interface allows electrode positioning in eight fixed orientations, for use with REF 7205774, 7205443, 7205442 and 7205441 (5 per box) | SWITCHPEN, ELECTROSURGICAL, INSULATED, MONOPOLAR, LEAKPROOF, ANTI-ROTATING, STERILE, LATEX | SWITCHPEN, ELECTROSURGICAL, INSULATED, MONOPOLAR, LEAKPROOF, ANTI-ROTATING, STERILE, LATEX | SWITCHPEN, ELECSURG, INSUL, MONOPOLAR, LEAKPROOF, ANTI-ROTATING, STRL, LTX | SWITCHPEN, ELECSURG, INSUL, MONOPOLAR, LEAKPROOF, ANTI-ROTATING | 58 | SWITCHPEN | ELECTROSURGICAL | INSULATED | [7 empty] | MONOPOLAR, LEAKPROOF, ANTI-ROTATING |  |  |  | STERILE |  | LATEX |  | 5/BOX, CE | http://docs.exhausmed.com/DOCS/SMITHNEPHEW/2012/CATALOGUES/2012_CATALOG_SCREEN.PDF, https://accessgudid.nlm.nih.gov/devices/03596010252197 | 2012_CATALOG_SCREEN | [27 empty] | QC Completed | Production Completed
PDG | 016-249 |  | BHC | sourced | BHC | ok | CND | OK | Data Enrichment ¦ UNSPSC Classification | [12 empty] | 869 | 869 | SMITH AND NEPHEW ENDOSCOPY | SMITH & NEPHEW | SMITH & NEPHEW PLC | 7205443 | 7205443 | 7205443 | SMITH | 7205443 | 7205443 | SMITH_7205443 |  |  |  | E/S ELECTRODE90DEG BL(10BX) |  | 3406 | PRODIGO1072500 |  | 7205443 | 7205443 | Smith & Nephew, Inc. | E/S ELECTRODE 90DEG BL (10BX) | NA | 42295104 Electrosurgical or electrocautery equipment |  |  | Electrode, 90° flat tip, 170 mm working length, for use with REF 7205440 Switchpen or standard Valleylab Switchpen (10 per box) | ELECTRODE, ELECTROSURGICAL, BLUNT TIP, 90 DEGREE, 170 MM, FLAT TIP, USE WITH SWITCHPEN, STERILE, LATEX | ELECTRODE, ELECTROSURGICAL, BLUNT TIP, 90 DEGREE, 170 MM, FLAT TIP, USE WITH SWITCHPEN, STERILE, LATEX | ELECTRODE, ELECSURG, BLNT TIP, 90 DEG, 170 MM, FLAT TIP, USE W/ SWITCHPEN, STRL, LTX | ELECTRODE, ELECSURG, BLNT TIP, 90 DEG, 170 MM, FLAT TIP, SWITCHPEN | 60 | ELECTRODE | ELECTROSURGICAL | BLUNT TIP | 90 DEGREE |  | 170 MM |  |  |  |  | FLAT TIP, USE WITH SWITCHPEN |  |  |  | STERILE |  | LATEX |  | 10BX | http://docs.exhausmed.com/DOCS/SMITHNEPHEW/2012/CATALOGUES/2012_CATALOG_SCREEN.PDF, https://accessgudid.nlm.nih.gov/devices/03596010252227 | 2012_CATALOG_SCREEN | [27 empty] | QC Completed | Production Completed
PDG | 016-249 |  | BHC | sourced | BHC | ok | CND | OK | Data Enrichment ¦ UNSPSC Classification | [12 empty] | 870 | 870 | SMITH AND NEPHEW ENDOSCOPY | SMITH & NEPHEW | SMITH & NEPHEW PLC | 7205539 | 7205539 | 7205539 | SMITH | 7205539 | 7205539 | SMITH_7205539 |  |  |  | NDL.SUT.DBL ARM NO. 2 |  | 3406 | PRODIGO1072501 | [6 empty] | 42312206 Suture needles | A4215 | NEEDLE, STERILE, ANY SIZE, EACH | ACUFEX Double-Armed Suture Needles (2 needles), USP 2, 36 in (91 cm) | NEEDLE, SUTURE, DOUBLE ARMED, 2, 36 IN, STERILE, ACUFEX, DISPOSABLE | NEEDLE, SUTURE, DOUBLE ARMED, 2, 36 IN, STERILE, ACUFEX, DISPOSABLE | NEEDLE, SUTURE, DA, 2, 36 IN, STRL, ACUFEX, DISP | NEEDLE, SUTURE, DA, 2, 36 IN, STRL, ACUFEX, DISP | 41 | NEEDLE | SUTURE | DOUBLE ARMED | 2 |  | 36 IN | [8 empty] | STERILE | ACUFEX |  | DISPOSABLE |  | http://docs.exhausmed.com/DOCS/SMITHNEPHEW/2012/CATALOGUES/2012_CATALOG_SCREEN.PDF | 2012_CATALOG_SCREEN | [27 empty] | QC Completed | Production Completed
PDG | 016-249 |  | BHC | sourced | BHC | ok | CND | OK | Data Enrichment ¦ UNSPSC Classification | [12 empty] | 871 | 871 | SMITH AND NEPHEW ENDOSCOPY | SMITH & NEPHEW | SMITH & NEPHEW PLC | 7205649 | 7205649 | 7205649 | SMITH | 7205649 | 7205649 | SMITH_7205649 |  |  |  | SOFTSILK 2.0 SCR 7X20 IN CANN LTX FREE |  | 3406 | PRODIGO1072505 |  | 7205649 | 7205649 | Smith & Nephew, Inc. | 7 X 20 MM SOFTSILK 2.0 SCREW CANNULA LATEX FREE. SHEATED IN CLEAR-TRAC | SOFTSILK | 42322201 Interference screws |  |  | SOFTSILK 2.0 Fixation Screws Titanium, 2 mm cannulation, round head, corkscrew tip, soft threads, sterile. Sheathed in CLEAR-TRAC Screw Cannula latex-free 7 x 20 mm SOFTSILK 2.0 | SCREW, INTERFERENCE, CANNULATED, 7X20 MM, 2 MM, GUIDEWIRE, ROUND HEAD, CORKSCREW TIP, SOFT THREAD, TITANIUM, STERILE, SOFTSILK, CLEAR-TRAC, LATEX-FREE | SCREW, INTERFERENCE, CANNULATED, 7X20 MM, 2 MM, GUIDEWIRE, ROUND HEAD, CORKSCREW TIP, SOFT THREAD, TITANIUM, STERILE, SOFTSILK, CLEAR-TRAC, LATEX-FREE | SCREW, INTRF, CANN, 7X20 MM, 2 MM, GUIDEWIRE, RND HD, CRKSCR TIP, SFT THRD, TI, STRL, SOFTSILK, CLEAR-TRAC, LF | SCREW, INTRF, CANN, 7X20 MM, 2 MM, RND HD, TI, SOFTSILK, CLEAR-TRAC | 59 | SCREW | INTERFERENCE | CANNULATED |  |  | 7X20 MM | 2 MM |  |  |  | GUIDEWIRE, ROUND HEAD, CORKSCREW TIP, SOFT THREAD | TITANIUM |  |  | STERILE | SOFTSILK, CLEAR-TRAC | LATEX-FREE |  |  | http://docs.exhausmed.com/DOCS/SMITHNEPHEW/2012/CATALOGUES/2012_CATALOG_SCREEN.PDF, https://accessgudid.nlm.nih.gov/devices/03596010375032 | 2012_CATALOG_SCREEN | [27 empty] | QC Completed | Production Completed
PDG | 016-249 |  | BHC | sourced | BHC | ok | CND | OK | Data Enrichment ¦ UNSPSC Classification | [12 empty] | 872 | 872 | SMITH AND NEPHEW ENDOSCOPY | SMITH & NEPHEW | SMITH & NEPHEW PLC | 7205650 | 7205650 | 7205650 | SMITH | 7205650 | 7205650 | SMITH_7205650 |  |  |  | SOFTSILK SCR 2.0 7X25 IN CANN LTX FREE |  | 3406 | PRODIGO1072506 |  | 7205650 | 7205650 | Smith & Nephew, Inc. | 7 X 25 MM SOFTSILK 2.0 SCREW CANNULA LATEX FREE. SHEATED IN CLEAR-TRAC | SOFTSILK | 42322201 Interference screws |  |  | SOFTSILK 2.0 Fixation Screws Titanium, 2 mm cannulation, round head, corkscrew tip, soft threads, sterile. Sheathed in CLEAR-TRAC Screw Cannula latex-free 7 x 25 mm SOFTSILK 2.0 | SCREW, INTERFERENCE, CANNULATED, 7X25 MM, 2 MM, GUIDEWIRE, ROUND HEAD, CORKSCREW TIP, SOFT THREAD, TITANIUM, STERILE, SOFTSILK, CLEAR-TRAC, LATEX-FREE | SCREW, INTERFERENCE, CANNULATED, 7X25 MM, 2 MM, GUIDEWIRE, ROUND HEAD, CORKSCREW TIP, SOFT THREAD, TITANIUM, STERILE, SOFTSILK, CLEAR-TRAC, LATEX-FREE | SCREW, INTRF, CANN, 7X25 MM, 2 MM, GUIDEWIRE, RND HD, CRKSCR TIP, SFT THRD, TI, STRL, SOFTSILK, CLEAR-TRAC, LF | SCREW, INTRF, CANN, 7X25 MM, 2 MM, RND HD, TI, SOFTSILK, CLEAR-TRAC | 59 | SCREW | INTERFERENCE | CANNULATED |  |  | 7X25 MM | 2 MM |  |  |  | GUIDEWIRE, ROUND HEAD, CORKSCREW TIP, SOFT THREAD | TITANIUM |  |  | STERILE | SOFTSILK, CLEAR-TRAC | LATEX-FREE |  |  | http://docs.exhausmed.com/DOCS/SMITHNEPHEW/2012/CATALOGUES/2012_CATALOG_SCREEN.PDF, https://accessgudid.nlm.nih.gov/devices/03596010375049 | 2012_CATALOG_SCREEN | [27 empty] | QC Completed | Production Completed
PDG | 016-249 |  | BHC | sourced | BHC | ok | CND | OK | Data Enrichment ¦ UNSPSC Classification | [12 empty] | 873 | 873 | SMITH AND NEPHEW ENDOSCOPY | SMITH & NEPHEW | SMITH & NEPHEW PLC | 7205651 | 7205651 | 7205651 | SMITH | 7205651 | 7205651 | SMITH_7205651 |  |  |  | SOFTSILK 2.0 SCR 7X30 IN CANN LTX FREE |  | 3406 | PRODIGO1072507 |  | 7205651 | 7205651 | Smith & Nephew, Inc. | 7 X 30 MM SOFTSILK 2.0 SCREW CANNULA LATEX FREE. SHEATED IN CLEAR-TRAC | SOFTSILK | 42322201 Interference screws |  |  | SOFTSILK 2.0 Fixation Screws Titanium, 2 mm cannulation, round head, corkscrew tip, soft threads, sterile. Sheathed in CLEAR-TRAC Screw Cannula latex-free 7 x 30 mm SOFTSILK 2.0 | SCREW, INTERFERENCE, CANNULATED, 7X30 MM, 2 MM, GUIDEWIRE, ROUND HEAD, CORKSCREW TIP, SOFT THREAD, TITANIUM, STERILE, SOFTSILK, CLEAR-TRAC, LATEX-FREE | SCREW, INTERFERENCE, CANNULATED, 7X30 MM, 2 MM, GUIDEWIRE, ROUND HEAD, CORKSCREW TIP, SOFT THREAD, TITANIUM, STERILE, SOFTSILK, CLEAR-TRAC, LATEX-FREE | SCREW, INTRF, CANN, 7X30 MM, 2 MM, GUIDEWIRE, RND HD, CRKSCR TIP, SFT THRD, TI, STRL, SOFTSILK, CLEAR-TRAC, LF | SCREW, INTRF, CANN, 7X30 MM, 2 MM, RND HD, TI, SOFTSILK, CLEAR-TRAC | 59 | SCREW | INTERFERENCE | CANNULATED |  |  | 7X30 MM | 2 MM |  |  |  | GUIDEWIRE, ROUND HEAD, CORKSCREW TIP, SOFT THREAD | TITANIUM |  |  | STERILE | SOFTSILK, CLEAR-TRAC | LATEX-FREE |  |  | http://docs.exhausmed.com/DOCS/SMITHNEPHEW/2012/CATALOGUES/2012_CATALOG_SCREEN.PDF, https://accessgudid.nlm.nih.gov/devices/03596010375056 | 2012_CATALOG_SCREEN | [27 empty] | QC Completed | Production Completed
PDG | 016-249 |  | BHC | sourced | BHC | ok | CND | OK | Data Enrichment ¦ UNSPSC Classification | [12 empty] | 874 | 874 | SMITH AND NEPHEW ENDOSCOPY | SMITH & NEPHEW | SMITH & NEPHEW PLC | 7205652 | 7205652 | 7205652 | SMITH | 7205652 | 7205652 | SMITH_7205652 |  |  |  | SOFTSILK 2.0 SCR 8X20 IN CANN LTX FREE |  | 3406 | PRODIGO1072508 |  | 7205652 | 7205652 | Smith & Nephew, Inc. | 8 X 20 MM SOFTSILK 2.0 SCREW CANNULA LATEX FREE. SHEATED IN CLEAR-TRAC | SOFTSILK | 42322201 Interference screws |  |  | SOFTSILK 2.0 Fixation Screws Titanium, 2 mm cannulation, round head, corkscrew tip, soft threads, sterile. Sheathed in CLEAR-TRAC Screw Cannula latex-free 8 x 20 mm SOFTSILK 2.0 | SCREW, INTERFERENCE, CANNULATED, 8X20 MM, 2 MM, GUIDEWIRE, ROUND HEAD, CORKSCREW TIP, SOFT THREAD, TITANIUM, STERILE, SOFTSILK, CLEAR-TRAC, LATEX-FREE | SCREW, INTERFERENCE, CANNULATED, 8X20 MM, 2 MM, GUIDEWIRE, ROUND HEAD, CORKSCREW TIP, SOFT THREAD, TITANIUM, STERILE, SOFTSILK, CLEAR-TRAC, LATEX-FREE | SCREW, INTRF, CANN, 8X20 MM, 2 MM, GUIDEWIRE, RND HD, CRKSCR TIP, SFT THRD, TI, STRL, SOFTSILK, CLEAR-TRAC, LF | SCREW, INTRF, CANN, 8X20 MM, 2 MM, RND HD, TI, SOFTSILK, CLEAR-TRAC | 59 | SCREW | INTERFERENCE | CANNULATED |  |  | 8X20 MM | 2 MM |  |  |  | GUIDEWIRE, ROUND HEAD, CORKSCREW TIP, SOFT THREAD | TITANIUM |  |  | STERILE | SOFTSILK, CLEAR-TRAC | LATEX-FREE |  |  | http://docs.exhausmed.com/DOCS/SMITHNEPHEW/2012/CATALOGUES/2012_CATALOG_SCREEN.PDF, https://accessgudid.nlm.nih.gov/devices/03596010375063 | 2012_CATALOG_SCREEN | [27 empty] | QC Completed | Production Completed
PDG | 016-249 |  | BHC | sourced | BHC | ok | CND | OK | Data Enrichment ¦ UNSPSC Classification | [12 empty] | 875 | 875 | SMITH AND NEPHEW ENDOSCOPY | SMITH & NEPHEW | SMITH & NEPHEW PLC | 7205653 | 7205653 | 7205653 | SMITH | 7205653 | 7205653 | SMITH_7205653 |  |  |  | SOFTSILK 2.0 SCR 8X25 IN CANN LTX FREE |  | 3406 | PRODIGO1072509 |  | 7205653 | 7205653 | Smith & Nephew, Inc. | 8 X 25 MM SOFTSILK 2.0 SCREW CANNULA LATEX FREE. SHEATED IN CLEAR-TRAC | SOFTSILK | 42322201 Interference screws |  |  | SOFTSILK 2.0 Fixation Screws Titanium, 2 mm cannulation, round head, corkscrew tip, soft threads, sterile. Sheathed in CLEAR-TRAC Screw Cannula latex-free 8 x 25 mm SOFTSILK 2.0 | SCREW, INTERFERENCE, CANNULATED, 8X25 MM, 2 MM, GUIDEWIRE, ROUND HEAD, CORKSCREW TIP, SOFT THREAD, TITANIUM, STERILE, SOFTSILK, CLEAR-TRAC, LATEX-FREE | SCREW, INTERFERENCE, CANNULATED, 8X25 MM, 2 MM, GUIDEWIRE, ROUND HEAD, CORKSCREW TIP, SOFT THREAD, TITANIUM, STERILE, SOFTSILK, CLEAR-TRAC, LATEX-FREE | SCREW, INTRF, CANN, 8X25 MM, 2 MM, GUIDEWIRE, RND HD, CRKSCR TIP, SFT THRD, TI, STRL, SOFTSILK, CLEAR-TRAC, LF | SCREW, INTRF, CANN, 8X25 MM, 2 MM, RND HD, TI, SOFTSILK, CLEAR-TRAC | 59 | SCREW | INTERFERENCE | CANNULATED |  |  | 8X25 MM | 2 MM |  |  |  | GUIDEWIRE, ROUND HEAD, CORKSCREW TIP, SOFT THREAD | TITANIUM |  |  | STERILE | SOFTSILK, CLEAR-TRAC | LATEX-FREE |  |  | http://docs.exhausmed.com/DOCS/SMITHNEPHEW/2012/CATALOGUES/2012_CATALOG_SCREEN.PDF, https://accessgudid.nlm.nih.gov/devices/03596010375070 | 2012_CATALOG_SCREEN | [27 empty] | QC Completed | Production Completed
PDG | 016-249 |  | BHC | sourced | BHC | ok | CND | OK | Data Enrichment ¦ UNSPSC Classification | [12 empty] | 876 | 876 | SMITH AND NEPHEW ENDOSCOPY | SMITH & NEPHEW | SMITH & NEPHEW PLC | 7205654 | 7205654 | 7205654 | SMITH | 7205654 | 7205654 | SMITH_7205654 |  |  |  | SOFTSILK 2.0 SCR 8X30 IN CANN LTX FREE |  | 3406 | PRODIGO1072510 |  | 7205654 | 7205654 | Smith & Nephew, Inc. | 8 X 30 MM SOFTSILK 2.0 SCREW CANNULA LATEX FREE. SHEATED IN CLEAR-TRAC | SOFTSILK | 42322201 Interference screws |  |  | SOFTSILK 2.0 Fixation Screws Titanium, 2 mm cannulation, round head, corkscrew tip, soft threads, sterile. Sheathed in CLEAR-TRAC Screw Cannula latex-free 8 x 30 mm SOFTSILK 2.0 | SCREW, INTERFERENCE, CANNULATED, 8X30 MM, 2 MM, GUIDEWIRE, ROUND HEAD, CORKSCREW TIP, SOFT THREAD, TITANIUM, STERILE, SOFTSILK, CLEAR-TRAC, LATEX-FREE | SCREW, INTERFERENCE, CANNULATED, 8X30 MM, 2 MM, GUIDEWIRE, ROUND HEAD, CORKSCREW TIP, SOFT THREAD, TITANIUM, STERILE, SOFTSILK, CLEAR-TRAC, LATEX-FREE | SCREW, INTRF, CANN, 8X30 MM, 2 MM, GUIDEWIRE, RND HD, CRKSCR TIP, SFT THRD, TI, STRL, SOFTSILK, CLEAR-TRAC, LF | SCREW, INTRF, CANN, 8X30 MM, 2 MM, RND HD, TI, SOFTSILK, CLEAR-TRAC | 59 | SCREW | INTERFERENCE | CANNULATED |  |  | 8X30 MM | 2 MM |  |  |  | GUIDEWIRE, ROUND HEAD, CORKSCREW TIP, SOFT THREAD | TITANIUM |  |  | STERILE | SOFTSILK, CLEAR-TRAC | LATEX-FREE |  |  | http://docs.exhausmed.com/DOCS/SMITHNEPHEW/2012/CATALOGUES/2012_CATALOG_SCREEN.PDF, https://accessgudid.nlm.nih.gov/devices/03596010375087 | 2012_CATALOG_SCREEN | [27 empty] | QC Completed | Production Completed
PDG | 016-249 |  | BHC | sourced | BHC | ok | CND | OK | Data Enrichment ¦ UNSPSC Classification | [12 empty] | 877 | 877 | SMITH AND NEPHEW ENDOSCOPY | SMITH & NEPHEW | SMITH & NEPHEW PLC | 7205655 | 7205655 | 7205655 | SMITH | 7205655 | 7205655 | SMITH_7205655 |  |  |  | SOFTSILK 2.0 SCR 9X20 IN CANN LTX FREE |  | 3406 | PRODIGO1072511 |  | 7205655 | 7205655 | Smith & Nephew, Inc. | 9 X 20 MM SOFTSILK 2.0 SCREW CANNULA LATEX FREE. SHEATED IN CLEAR-TRAC | SOFTSILK | 42322201 Interference screws |  |  | SOFTSILK 2.0 Fixation Screws Titanium, 2 mm cannulation, round head, corkscrew tip, soft threads, sterile. Sheathed in CLEAR-TRAC Screw Cannula latex-free 9 x 20 mm SOFTSILK 2.0 | SCREW, INTERFERENCE, CANNULATED, 9X20 MM, 2 MM, GUIDEWIRE, ROUND HEAD, CORKSCREW TIP, SOFT THREAD, TITANIUM, STERILE, SOFTSILK, CLEAR-TRAC, LATEX-FREE | SCREW, INTERFERENCE, CANNULATED, 9X20 MM, 2 MM, GUIDEWIRE, ROUND HEAD, CORKSCREW TIP, SOFT THREAD, TITANIUM, STERILE, SOFTSILK, CLEAR-TRAC, LATEX-FREE | SCREW, INTRF, CANN, 9X20 MM, 2 MM, GUIDEWIRE, RND HD, CRKSCR TIP, SFT THRD, TI, STRL, SOFTSILK, CLEAR-TRAC, LF | SCREW, INTRF, CANN, 9X20 MM, 2 MM, RND HD, TI, SOFTSILK, CLEAR-TRAC | 59 | SCREW | INTERFERENCE | CANNULATED |  |  | 9X20 MM | 2 MM |  |  |  | GUIDEWIRE, ROUND HEAD, CORKSCREW TIP, SOFT THREAD | TITANIUM |  |  | STERILE | SOFTSILK, CLEAR-TRAC | LATEX-FREE |  |  | http://docs.exhausmed.com/DOCS/SMITHNEPHEW/2012/CATALOGUES/2012_CATALOG_SCREEN.PDF, https://accessgudid.nlm.nih.gov/devices/03596010375094 | 2012_CATALOG_SCREEN | [27 empty] | QC Completed | Production Completed
PDG | 016-249 |  | BHC | sourced | BHC | ok | CND | OK | Data Enrichment ¦ UNSPSC Classification | [12 empty] | 878 | 878 | SMITH AND NEPHEW ENDOSCOPY | SMITH & NEPHEW | SMITH & NEPHEW PLC | 7205656 | 7205656 | 7205656 | SMITH | 7205656 | 7205656 | SMITH_7205656 |  |  |  | SOFTSILK 2.0 SCR 9X25 IN CANN LTX FREE |  | 3406 | PRODIGO1072512 |  | 7205656 | 7205656 | Smith & Nephew, Inc. | 9 X 25 MM SOFTSILK 2.0 SCREW CANNULA LATEX FREE. SHEATED IN CLEAR-TRAC | SOFTSILK | 42322201 Interference screws |  |  | SOFTSILK 2.0 Fixation Screws Titanium, 2 mm cannulation, round head, corkscrew tip, soft threads, sterile. Sheathed in CLEAR-TRAC Screw Cannula latex-free 9 x 25 mm SOFTSILK 2.0 | SCREW, INTERFERENCE, CANNULATED, 9X25 MM, 2 MM, GUIDEWIRE, ROUND HEAD, CORKSCREW TIP, SOFT THREAD, TITANIUM, STERILE, SOFTSILK, CLEAR-TRAC, LATEX-FREE | SCREW, INTERFERENCE, CANNULATED, 9X25 MM, 2 MM, GUIDEWIRE, ROUND HEAD, CORKSCREW TIP, SOFT THREAD, TITANIUM, STERILE, SOFTSILK, CLEAR-TRAC, LATEX-FREE | SCREW, INTRF, CANN, 9X25 MM, 2 MM, GUIDEWIRE, RND HD, CRKSCR TIP, SFT THRD, TI, STRL, SOFTSILK, CLEAR-TRAC, LF | SCREW, INTRF, CANN, 9X25 MM, 2 MM, RND HD, TI, SOFTSILK, CLEAR-TRAC | 59 | SCREW | INTERFERENCE | CANNULATED |  |  | 9X25 MM | 2 MM |  |  |  | GUIDEWIRE, ROUND HEAD, CORKSCREW TIP, SOFT THREAD | TITANIUM |  |  | STERILE | SOFTSILK, CLEAR-TRAC | LATEX-FREE |  |  | http://docs.exhausmed.com/DOCS/SMITHNEPHEW/2012/CATALOGUES/2012_CATALOG_SCREEN.PDF, https://accessgudid.nlm.nih.gov/devices/03596010375100 | 2012_CATALOG_SCREEN | [27 empty] | QC Completed | Production Completed
PDG | 016-249 |  | BHC | sourced | BHC | ok | CND | OK | Data Enrichment ¦ UNSPSC Classification | [12 empty] | 879 | 879 | SMITH AND NEPHEW ENDOSCOPY | SMITH & NEPHEW | SMITH & NEPHEW PLC | 7205657 | 7205657 | 7205657 | SMITH | 7205657 | 7205657 | SMITH_7205657 |  |  |  | SILK 2.0 SCR 9X30 IN CANN LTX FREE |  | 3406 | PRODIGO1072513 |  | 7205657 | 7205657 | Smith & Nephew, Inc. | 9 X 30 MM SOFTSILK 2.0 SCREW, WITH CLEAR-TRAC SCREW CANNULA LATEX FREE | SOFTSILK | 42322201 Interference screws |  |  | SOFTSILK 2.0 Fixation Screws Titanium, 2 mm cannulation, round head, corkscrew tip, soft threads, sterile. Sheathed in CLEAR-TRAC Screw Cannula latex-free 9 x 30 mm SOFTSILK 2.0 | SCREW, INTERFERENCE, CANNULATED, 9X30 MM, 2 MM, GUIDEWIRE, ROUND HEAD, CORKSCREW TIP, SOFT THREAD, TITANIUM, STERILE, SOFTSILK, CLEAR-TRAC, LATEX | SCREW, INTERFERENCE, CANNULATED, 9X30 MM, 2 MM, GUIDEWIRE, ROUND HEAD, CORKSCREW TIP, SOFT THREAD, TITANIUM, STERILE, SOFTSILK, CLEAR-TRAC, LATEX | SCREW, INTRF, CANN, 9X30 MM, 2 MM, GUIDEWIRE, RND HD, CRKSCR TIP, SFT THRD, TI, STRL, SOFTSILK, CLEAR-TRAC, LTX | SCREW, INTRF, CANN, 9X30 MM, 2 MM, RND HD, TI, SOFTSILK, CLEAR-TRAC | 59 | SCREW | INTERFERENCE | CANNULATED |  |  | 9X30 MM | 2 MM |  |  |  | GUIDEWIRE, ROUND HEAD, CORKSCREW TIP, SOFT THREAD | TITANIUM |  |  | STERILE | SOFTSILK, CLEAR-TRAC | LATEX |  |  | http://docs.exhausmed.com/DOCS/SMITHNEPHEW/2012/CATALOGUES/2012_CATALOG_SCREEN.PDF, https://accessgudid.nlm.nih.gov/devices/03596010375117 | 2012_CATALOG_SCREEN | [27 empty] | QC Completed | Production Completed
PDG | 016-249 |  | BHC | size vary from site | BHC |  | CND | OK | Data Enrichment ¦ UNSPSC Classification | [12 empty] | 880 | 880 | SMITH AND NEPHEW ENDOSCOPY | SMITH & NEPHEW | SMITH & NEPHEW PLC | 7205659 | 7205659 | 7205659 | SMITH | 7205659 | 7205659 | SMITH_7205659 |  |  |  | CNFLX 2.0 GDE WIRE .078 DIA. |  | 3406 | PRODIGO1072514 |  | 7205659 | 7205659 | Smith & Nephew, Inc. | CANNU-FLEX SCREW GUIDE WIRE, 2 MM X 12 INCH 30 CM, BLUNT TIP, STERILE | CANNU-FLEX | 42321501 Surgical wires |  |  | Screw Guide Wires Single use, includes 20 mm, 25 mm, and 30 mm calibration marks to assist in screw placement (6 per package) CANNU-FLEX Screw Guide Wire, 2 mm x 12 in (30 cm) Sterile | GUIDEWIRE, ORTHOPEDIC, BLUNT TIP, 2 MMX12 IN, SCREW, STERILE, CANNU-FLEX, LATEX | GUIDEWIRE, ORTHOPEDIC, BLUNT TIP, 2 MMX12 IN, SCREW, STERILE, CANNU-FLEX, LATEX | GUIDEWIRE, ORTHOPEDIC, BLNT TIP, 2 MMX12 IN, SCREW, STRL, CANNFLX, LTX | GUIDEWIRE, ORTHOPEDIC, BLNT TIP, 2 MMX12 IN, SCREW, STRL, CANNFLX | 59 | GUIDEWIRE | ORTHOPEDIC | BLUNT TIP |  |  | 2 MMX12 IN |  |  |  |  | SCREW |  |  |  | STERILE | CANNU-FLEX | LATEX |  | 0.78 DIA | http://docs.exhausmed.com/DOCS/SMITHNEPHEW/2012/CATALOGUES/2012_CATALOG_SCREEN.PDF, https://accessgudid.nlm.nih.gov/devices/03596010375124 | 2012_CATALOG_SCREEN | [27 empty] | QC Completed | Production Completed
PDG | 016-249 |  | BHC | sourced | BHC | ok | CND | OK | Data Enrichment ¦ UNSPSC Classification | [12 empty] | 881 | 881 | SMITH AND NEPHEW ENDOSCOPY | SMITH & NEPHEW | SMITH & NEPHEW PLC | 7207030 | 7207030 | 7207030 | SMITH | 7207030 | 7207030 | SMITH_7207030 |  |  |  | SCREWRCI7x25mm STRL. |  | 3406 | PRODIGO1072515 |  | 7207030 | 7207030 | Smith & Nephew, Inc. | 7 X 25 MM RCI SCREW WITH 8 MM HEAD 2.0 MM CANNULATION. STERILE, 1 PER BOX | NA | 42322201 Interference screws |  |  | 2.0 mm Cannulation RCI Screws Titanium, 2.0 mm cannulation, blunt threads. Standard and enlarged heads. Sterile, 1 per box. 7 x 25 mm RCI Screw with 8 mm head | SCREW, INTERFERENCE, CANNULATED, 7X25 MM, 2 MM, WITH 8 MM HEAD, BLUNT THREADS, STANDARD AND ENLARGED HEAD, TITANIUM, STERILE, RCI, LATEX | SCREW, INTERFERENCE, CANNULATED, 7X25 MM, 2 MM, WITH 8 MM HEAD, BLUNT THREADS, STANDARD AND ENLARGED HEAD, TITANIUM, STERILE, RCI, LATEX | SCREW, INTRF, CANN, 7X25 MM, 2 MM, W/ 8 MM HD, BLNT THREADS, STD & ENLARGED HD, TI, STRL, RCI, LTX | SCREW, INTRF, CANN, 7X25 MM, 2 MM, W/ 8 MM HD, BLNT THREADS, RCI | 57 | SCREW | INTERFERENCE | CANNULATED |  |  | 7X25 MM | 2 MM |  |  |  | WITH 8 MM HEAD, BLUNT THREADS, STANDARD AND ENLARGED HEAD | TITANIUM |  |  | STERILE | RCI | LATEX |  |  | http://docs.exhausmed.com/DOCS/SMITHNEPHEW/2012/CATALOGUES/2012_CATALOG_SCREEN.PDF, https://accessgudid.nlm.nih.gov/devices/03596010252821 | 2012_CATALOG_SCREEN | [27 empty] | QC Completed | Production Completed
PDG | 016-249 |  | BHC | sourced | BHC | ok | CND | OK | Data Enrichment ¦ UNSPSC Classification | [12 empty] | 882 | 882 | SMITH AND NEPHEW ENDOSCOPY | SMITH & NEPHEW | SMITH & NEPHEW PLC | 7207247 | 7207247 | 7207247 | SMITH | 7207247 | 7207247 | SMITH_7207247 |  |  |  | SCRRCI 7x25 REVERSE |  | 3406 | PRODIGO1072517 |  | 7207247 | 7207247 | Smith & Nephew, Inc. | 7 X 25 MM RCI SCREW REVERSE THREAD 2.0 MM CANNULATION. STERILE, 1 PER BOX. | NA | 42322201 Interference screws |  |  | 2.0 mm Cannulation RCI Screws Titanium, 2.0 mm cannulation, blunt threads. Standard and enlarged heads. Sterile, 1 per box. 7 x 25 mm RCI Screw reverse thread | SCREW, INTERFERENCE, CANNULATED, 7X25 MM, 2 MM, REVERSE THREAD, BLUNT THREADS, STANDARD AND ENLARGED HEAD, TITANIUM, STERILE, RCI, LATEX | SCREW, INTERFERENCE, CANNULATED, 7X25 MM, 2 MM, REVERSE THREAD, BLUNT THREADS, STANDARD AND ENLARGED HEAD, TITANIUM, STERILE, RCI, LATEX | SCREW, INTRF, CANN, 7X25 MM, 2 MM, RVS THRD, BLNT THREADS, STD & ENLARGED HD, TI, STRL, RCI, LTX | SCREW, INTRF, CANN, 7X25 MM, 2 MM, RVS THRD, BLNT THREADS, RCI | 55 | SCREW | INTERFERENCE | CANNULATED |  |  | 7X25 MM | 2 MM |  |  |  | REVERSE THREAD, BLUNT THREADS, STANDARD AND ENLARGED HEAD | TITANIUM |  |  | STERILE | RCI | LATEX |  |  | http://docs.exhausmed.com/DOCS/SMITHNEPHEW/2012/CATALOGUES/2012_CATALOG_SCREEN.PDF, https://accessgudid.nlm.nih.gov/devices/03596010375346 | 2012_CATALOG_SCREEN | [27 empty] | QC Completed | Production Completed
PDG | 016-249 |  | BHC | sourced | BHC | ok | CND | OK | Data Enrichment ¦ UNSPSC Classification | [12 empty] | 883 | 883 | SMITH AND NEPHEW ENDOSCOPY | SMITH & NEPHEW | SMITH & NEPHEW PLC | 7207248 | 7207248 | 7207248 | SMITH | 7207248 | 7207248 | SMITH_7207248 |  |  |  | SCRRCI 8x25 STER |  | 3406 | PRODIGO1072518 |  | 7207248 | 7207248 | Smith & Nephew, Inc. | 8 X 25 MM RCI SCREW 2.0 MM CANNULATION. STERILE, 1 PER BOX | NA | 42322201 Interference screws |  |  | 2.0 mm Cannulation RCI Screws Titanium, 2.0 mm cannulation, blunt threads. Standard and enlarged heads. Sterile, 1 per box. 8 x 25 mm RCI Screw | SCREW, INTERFERENCE, CANNULATED, 8X25 MM, 2 MM, BLUNT THREADS, STANDARD AND ENLARGED HEAD, TITANIUM, STERILE, RCI, LATEX | SCREW, INTERFERENCE, CANNULATED, 8X25 MM, 2 MM, BLUNT THREADS, STANDARD AND ENLARGED HEAD, TITANIUM, STERILE, RCI, LATEX | SCREW, INTRF, CANN, 8X25 MM, 2 MM, BLNT THREADS, STD & ENLARGED HD, TI, STRL, RCI, LTX | SCREW, INTRF, CANN, 8X25 MM, 2 MM, BLNT THREADS, ENLARGED HD, RCI | 58 | SCREW | INTERFERENCE | CANNULATED |  |  | 8X25 MM | 2 MM |  |  |  | BLUNT THREADS, STANDARD AND ENLARGED HEAD | TITANIUM |  |  | STERILE | RCI | LATEX |  |  | http://docs.exhausmed.com/DOCS/SMITHNEPHEW/2012/CATALOGUES/2012_CATALOG_SCREEN.PDF, https://accessgudid.nlm.nih.gov/devices/03596010375353 | 2012_CATALOG_SCREEN | [27 empty] | QC Completed | Production Completed
PDG | 016-249 |  | BHC | sourced | BHC | ok | CND | OK | Data Enrichment ¦ UNSPSC Classification | [12 empty] | 884 | 884 | SMITH AND NEPHEW ENDOSCOPY | SMITH & NEPHEW | SMITH & NEPHEW PLC | 7207249 | 7207249 | 7207249 | SMITH | 7207249 | 7207249 | SMITH_7207249 |  |  |  | SCRRCI 8x40 STER |  | 3406 | PRODIGO1072519 |  | 7207249 | 7207249 | Smith & Nephew, Inc. | 8 X 40 MM RCI SCREW 2.0 MM CANNULATION. STERILE, 1 PER BOX | NA | 42322201 Interference screws |  |  | 2.0 mm Cannulation RCI Screws Titanium, 2.0 mm cannulation, blunt threads. Standard and enlarged heads. Sterile, 1 per box. 8 x 40 mm RCI Screw | SCREW, INTERFERENCE, CANNULATED, 8X40 MM, 2 MM, BLUNT THREADS, STANDARD AND ENLARGED HEAD, TITANIUM, STERILE, RCI, LATEX | SCREW, INTERFERENCE, CANNULATED, 8X40 MM, 2 MM, BLUNT THREADS, STANDARD AND ENLARGED HEAD, TITANIUM, STERILE, RCI, LATEX | SCREW, INTRF, CANN, 8X40 MM, 2 MM, BLNT THREADS, STD & ENLARGED HD, TI, STRL, RCI, LTX | SCREW, INTRF, CANN, 8X40 MM, 2 MM, BLNT THREADS, ENLARGED HD, RCI | 58 | SCREW | INTERFERENCE | CANNULATED |  |  | 8X40 MM | 2 MM |  |  |  | BLUNT THREADS, STANDARD AND ENLARGED HEAD | TITANIUM |  |  | STERILE | RCI | LATEX |  |  | http://docs.exhausmed.com/DOCS/SMITHNEPHEW/2012/CATALOGUES/2012_CATALOG_SCREEN.PDF, https://accessgudid.nlm.nih.gov/devices/03596010375360 | 2012_CATALOG_SCREEN | [27 empty] | QC Completed | Production Completed
PDG | 016-249 |  | BHC | sourced | BHC | ok | CND | OK | Data Enrichment ¦ UNSPSC Classification | [12 empty] | 885 | 885 | SMITH AND NEPHEW ENDOSCOPY | SMITH & NEPHEW | SMITH & NEPHEW PLC | 7207250 | 7207250 | 7207250 | SMITH | 7207250 | 7207250 | SMITH_7207250 |  |  |  | SCRRCI7x40 STER |  | 3406 | PRODIGO1072520 |  | 7207250 | 7207250 | Smith & Nephew, Inc. | 7 X 40 MM RCI SCREW 2.0 MM CANNULATION. STERILE, 1 PER BOX | NA | 42322201 Interference screws |  |  | 2.0 mm Cannulation RCI Screws Titanium, 2.0 mm cannulation, blunt threads. Standard and enlarged heads. Sterile, 1 per box. 7 x 40 mm RCI Screw | SCREW, INTERFERENCE, CANNULATED, 7X40 MM, 2 MM, BLUNT THREADS, STANDARD AND ENLARGED HEAD, TITANIUM, STERILE, RCI, LATEX | SCREW, INTERFERENCE, CANNULATED, 7X40 MM, 2 MM, BLUNT THREADS, STANDARD AND ENLARGED HEAD, TITANIUM, STERILE, RCI, LATEX | SCREW, INTRF, CANN, 7X40 MM, 2 MM, BLNT THREADS, STD & ENLARGED HD, TI, STRL, RCI, LTX | SCREW, INTRF, CANN, 7X40 MM, 2 MM, BLNT THREADS, ENLARGED HD, RCI | 58 | SCREW | INTERFERENCE | CANNULATED |  |  | 7X40 MM | 2 MM |  |  |  | BLUNT THREADS, STANDARD AND ENLARGED HEAD | TITANIUM |  |  | STERILE | RCI | LATEX |  |  | http://docs.exhausmed.com/DOCS/SMITHNEPHEW/2012/CATALOGUES/2012_CATALOG_SCREEN.PDF, https://accessgudid.nlm.nih.gov/devices/03596010375377 | 2012_CATALOG_SCREEN | [27 empty] | QC Completed | Production Completed
PDG | 016-249 |  | BHC | sourced | BHC | ok | CND | OK | Data Enrichment ¦ UNSPSC Classification | [12 empty] | 886 | 886 | SMITH AND NEPHEW ENDOSCOPY | SMITH & NEPHEW | SMITH & NEPHEW PLC | 7207301 | 7207301 | 7207301 | SMITH | 7207301 | 7207301 | SMITH_7207301 |  |  |  | SCRRCI 9x25 STER |  | 3406 | PRODIGO1072521 |  | 7207301 | 7207301 | Smith & Nephew, Inc. | 9 x 25 MM RCI SCREW 2.0 MM CANNULATION. STERILE, 1 PER BOX | NA | 42322201 Interference screws |  |  | 2.0 mm Cannulation RCI Screws Titanium, 2.0 mm cannulation, blunt threads. Standard and enlarged heads. Sterile, 1 per box. 9 x 25 mm RCI Screw | SCREW, INTERFERENCE, CANNULATED, 9X25 MM, 2 MM, BLUNT THREADS, STANDARD AND ENLARGED HEAD, TITANIUM, STERILE, RCI, LATEX | SCREW, INTERFERENCE, CANNULATED, 9X25 MM, 2 MM, BLUNT THREADS, STANDARD AND ENLARGED HEAD, TITANIUM, STERILE, RCI, LATEX | SCREW, INTRF, CANN, 9X25 MM, 2 MM, BLNT THREADS, STD & ENLARGED HD, TI, STRL, RCI, LTX | SCREW, INTRF, CANN, 9X25 MM, 2 MM, BLNT THREADS, ENLARGED HD, RCI | 58 | SCREW | INTERFERENCE | CANNULATED |  |  | 9X25 MM | 2 MM |  |  |  | BLUNT THREADS, STANDARD AND ENLARGED HEAD | TITANIUM |  |  | STERILE | RCI | LATEX |  |  | http://docs.exhausmed.com/DOCS/SMITHNEPHEW/2012/CATALOGUES/2012_CATALOG_SCREEN.PDF, https://accessgudid.nlm.nih.gov/devices/03596010380647 | 2012_CATALOG_SCREEN | [27 empty] | QC Completed | Production Completed
PDG | 016-249 |  | BHC | sourced | BHC | ok | CND | OK | Data Enrichment ¦ UNSPSC Classification | [12 empty] | 887 | 887 | SMITH AND NEPHEW ENDOSCOPY | SMITH & NEPHEW | SMITH & NEPHEW PLC | 7207689 | 7207689 | 7207689 | SMITH | 7207689 | 7207689 | SMITH_7207689 |  |  |  | CANNULA2.9MM SHORT WINDOW |  | 3406 | PRODIGO1072522 |  | 7207689 | 7207689 | Smith & Nephew, Inc. | CANNULA 2.9MM SHORT WINDOW | NA | 42294978 Endoscopic trocar or sheath or obturator or cannula |  |  | Cannula, Operative, 29 mm, short window | CANNULA, ARTHROSCOPIC, 2.9 MM, OPERATIVE, SHORT WINDOW, NON STERILE, LATEX | CANNULA, ARTHROSCOPIC, 2.9 MM, OPERATIVE, SHORT WINDOW, NON STERILE, LATEX | CANNULA, ARTHSCP, 2.9 MM, OPERATIVE, SHT WINDOW, NS, LTX | CANNULA, ARTHSCP, 2.9 MM, OPERATIVE, SHT WINDOW, NS, LTX | 50 | CANNULA | ARTHROSCOPIC |  |  |  | 2.9 MM |  |  |  |  | OPERATIVE, SHORT WINDOW |  |  |  | NON STERILE |  | LATEX |  |  | http://docs.exhausmed.com/DOCS/SMITHNEPHEW/2012/CATALOGUES/2012_CATALOG_SCREEN.PDF, https://accessgudid.nlm.nih.gov/devices/03596010472397 | 2012_CATALOG_SCREEN | [27 empty] | QC Completed | Production Completed
PDG | 016-249 |  | BHC | sourced | BHC | ok | CND | OK | Data Enrichment ¦ UNSPSC Classification | [12 empty] | 888 | 888 | SMITH AND NEPHEW ENDOSCOPY | SMITH & NEPHEW | SMITH & NEPHEW PLC | 7207690 | 7207690 | 7207690 | SMITH | 7207690 | 7207690 | SMITH_7207690 |  |  |  | KNIFERETROGRADE ENDO TRIGGER/6 |  | 3406 | PRODIGO1072523 |  | 7207690 | 7207690 | Smith & Nephew, Inc. | TRIGGER FINGER RETROGRADE KNIFE, YELLOW, STERILE 6 PER BOX | NA | 42294906 Endoscopic cutting instruments |  |  | Trigger Finger Retrograde Knife, yellow, sterile (6 per box) | KNIFE, ENDOSCOPIC, RETROGRADE, TRIGGER FINGER, YELLOW, STERILE, LATEX, DISPOSABLE | KNIFE, ENDOSCOPIC, RETROGRADE, TRIGGER FINGER, YELLOW, STERILE, LATEX, DISPOSABLE | KNIFE, ENDOSCP, RETROGRADE, TRIGGER FNGR, YEL, STRL, LTX, DISP | KNIFE, ENDOSCP, RETROGRADE, TRIGGER FNGR, YEL, STRL, LTX, DISP | 55 | KNIFE | ENDOSCOPIC | RETROGRADE | [7 empty] | TRIGGER FINGER |  |  | YELLOW | STERILE |  | LATEX | DISPOSABLE | 6/BX | http://docs.exhausmed.com/DOCS/SMITHNEPHEW/2012/CATALOGUES/2012_CATALOG_SCREEN.PDF, https://accessgudid.nlm.nih.gov/devices/03596010472465 | 2012_CATALOG_SCREEN | [27 empty] | QC Completed | Production Completed
PDG | 016-249 |  | BHC | sourced | BHC | ok | CND | OK | Data Enrichment ¦ UNSPSC Classification | [12 empty] | 889 | 889 | SMITH AND NEPHEW ENDOSCOPY | SMITH & NEPHEW | SMITH & NEPHEW PLC | 7207693 | 7207693 | 7207693 | SMITH | 7207693 | 7207693 | SMITH_7207693 |  |  |  | KNIFETRIANGLEENDO TRIGGER/6 |  | 3406 | PRODIGO1072524 |  | 7207693 | 7207693 | Smith & Nephew, Inc. | TRIGGER FINGER TRIANGLE KNIFE, PUMPKIN, STERILE 6 PER BOX | NA | 42294906 Endoscopic cutting instruments |  |  | Trigger Finger Triangle Knife, pumpkin, sterile (6 per box | KNIFE, ENDOSCOPIC, TRIANGLE, TRIGGER FINGER, PUMPKIN, STERILE, LATEX, DISPOSABLE | KNIFE, ENDOSCOPIC, TRIANGLE, TRIGGER FINGER, PUMPKIN, STERILE, LATEX, DISPOSABLE | KNIFE, ENDOSCP, TRIANG, TRIGGER FNGR, PMPKN, STRL, LTX, DISP | KNIFE, ENDOSCP, TRIANG, TRIGGER FNGR, PMPKN, STRL, LTX, DISP | 53 | KNIFE | ENDOSCOPIC | TRIANGLE | [7 empty] | TRIGGER FINGER, PUMPKIN |  |  |  | STERILE |  | LATEX | DISPOSABLE | 6/BX | http://docs.exhausmed.com/DOCS/SMITHNEPHEW/2012/CATALOGUES/2012_CATALOG_SCREEN.PDF, https://accessgudid.nlm.nih.gov/devices/03596010472472 | 2012_CATALOG_SCREEN | [27 empty] | QC Completed | Production Completed
PDG | 016-249 |  | BHC | sourced | BHC | ok | CND | OK | Data Enrichment ¦ UNSPSC Classification | [12 empty] | 890 | 890 | SMITH AND NEPHEW ENDOSCOPY | SMITH & NEPHEW | SMITH & NEPHEW PLC | 7207898 | 7207898 | 7207898 | SMITH | 7207898 | 7207898 | SMITH_7207898 |  |  |  | OBTURATOR REF 7207913. 4.5MM |  | 3406 | PRODIGO1072525 |  | 7207898 | 7207898 | Smith & Nephew, Inc. | MTO CANNULATED OBTURATOR FOR CANNULAS 7211075 AND 7207913 | NA | 42294993 Endoscopic trocar or sheath or obturator or cannula accessories |  |  | 4.5 mm Cannulated obturator for cannulas 7211075 and 7207913 | OBTURATOR, ARTHROSCOPIC, CANNULATED, 4.5 MM, FOR DIAGNOSTIC CANNULA, NON STERILE, LATEX | OBTURATOR, ARTHROSCOPIC, CANNULATED, 4.5 MM, FOR DIAGNOSTIC CANNULA, NON STERILE, LATEX | OBTURATOR, ARTHSCP, CANN, 4.5 MM, FOR DIAG CANN, NS, LTX | OBTURATOR, ARTHSCP, CANN, 4.5 MM, FOR DIAG CANN, NS, LTX | 50 | OBTURATOR | ARTHROSCOPIC | CANNULATED |  |  | 4.5 MM |  |  |  |  | FOR DIAGNOSTIC CANNULA |  |  |  | NON STERILE |  | LATEX |  | 7211075 AND 7207913 | http://docs.exhausmed.com/DOCS/SMITHNEPHEW/2012/CATALOGUES/2012_CATALOG_SCREEN.PDF, https://accessgudid.nlm.nih.gov/devices/00885554010091 | 2012_CATALOG_SCREEN | [27 empty] | QC Completed | Production Completed
PDG | 016-249 |  | BHC | sourced | BHC | ok | CND | OK | Data Enrichment ¦ UNSPSC Classification | [12 empty] | 891 | 891 | SMITH AND NEPHEW ENDOSCOPY | SMITH & NEPHEW | SMITH & NEPHEW PLC | 7207940 | 7207940 | 7207940 | SMITH | 7207940 | 7207940 | SMITH_7207940 |  |  |  | PIN & WIRE PAC D LTX FREE |  | 3406 | PRODIGO1072526 |  | 7207940 | 7207940 | Smith & Nephew, Inc. | PIN AND WIRE PAC D, LATEX-FREE | N/A | 42294219 Orthopedic surgical instrument sets |  |  | Pin and Wire Pac D, latex-free | INSTRUMENT PACK, PIN WIRE PAC D, FOR MENISCAL REPAIR SYSTEM, STERILE, LATEX-FREE | INSTRUMENT PACK, PIN WIRE PAC D, FOR MENISCAL REPAIR SYSTEM, STERILE, LATEX-FREE | INSTRUMENT PACK, PIN WIRE PAC D, FOR MENIS REP SYS, STRL, LF | INSTRUMENT PACK, PIN WIRE PAC D, FOR MENIS REP SYS, STRL, LF | 56 | INSTRUMENT PACK | [9 empty] | PIN WIRE PAC D, FOR MENISCAL REPAIR SYSTEM |  |  |  | STERILE |  | LATEX-FREE |  |  | http://docs.exhausmed.com/DOCS/SMITHNEPHEW/2012/CATALOGUES/2012_CATALOG_SCREEN.PDF, https://accessgudid.nlm.nih.gov/devices/03596010484406 | 2012_CATALOG_SCREEN | [27 empty] | QC Completed | Production Completed
PDG | 016-249 |  | BHC | sourced | BHC | ok | CND | OK | Data Enrichment ¦ UNSPSC Classification | [12 empty] | 892 | 892 | SMITH AND NEPHEW ENDOSCOPY | SMITH & NEPHEW | SMITH & NEPHEW PLC | 7209107 | 7209107 | 7209107 | SMITH | 7209107 | 7209107 | SMITH_7209107 |  |  |  | TWINFX TI 2.8 W/O SUTR |  | 3406 | PRODIGO1072527 |  | 7209107 | 7209107 | Smith & Nephew, Inc. | TWINFIX 2.8 MM TITANIUM SINGLE ANCHOR, STERILE | TWINFIX | 42322202 Soft tissue non-suture anchors |  |  | 2.8 mm TWINFIX Ti single anchor, sterile | ANCHOR, SOFT TISSUE, 2.8 MM, SINGLE, WITHOUT SUTURE OR NEEDLE, TITANIUM, STERILE, TWINFIX, LATEX | ANCHOR, SOFT TISSUE, 2.8 MM, SINGLE, WITHOUT SUTURE OR NEEDLE, TITANIUM, STERILE, TWINFIX, LATEX | ANCHOR, SFT TISS, 2.8 MM, SINGLE, W/O SUTURE OR NDL, TI, STRL, TWINFIX, LTX | ANCHOR, SFT TISS, 2.8 MM, SINGLE, W/O SUTURE OR NDL, TI, TWINFIX | 58 | ANCHOR | SOFT TISSUE |  |  |  | 2.8 MM |  |  |  |  | SINGLE, WITHOUT SUTURE OR NEEDLE | TITANIUM |  |  | STERILE | TWINFIX | LATEX |  |  | http://docs.exhausmed.com/DOCS/SMITHNEPHEW/2012/CATALOGUES/2012_CATALOG_SCREEN.PDF, https://accessgudid.nlm.nih.gov/devices/03596010448422 | 2012_CATALOG_SCREEN | [27 empty] | QC Completed | Production Completed
PDG | 016-249 |  | BHC | sourced | BHC | ok | CND | OK | Data Enrichment ¦ UNSPSC Classification | [12 empty] | 893 | 893 | SMITH AND NEPHEW ENDOSCOPY | SMITH & NEPHEW | SMITH & NEPHEW PLC | 7209165 | 7209165 | 7209165 | SMITH | 7209165 | 7209165 | SMITH_7209165 |  |  |  | DRILL TWINFIX 4.0 AND 6.5 |  | 3406 | PRODIGO1072528 |  | 7209165 | 7209165 | Smith & Nephew, Inc. | TWINFIX 2.5 MM DRILL FOR TWINFIX 4.0 MM, 5.0 MM, AND 6.5 MM ANCHORS | TWINFIX | 42294950 Endoscopic drills or drill bits |  |  | 2.5 mm Drill for TWINFIX 4.0 mm, 5.0 mm, and 6.5 mm anchors | DRILL, ENDOSCOPIC, 2.5 MM, 4, 5 AND 6.5 MM ANCHOR, NON STERILE, TWINFIX, LATEX | DRILL, ENDOSCOPIC, 2.5 MM, 4, 5 AND 6.5 MM ANCHOR, NON STERILE, TWINFIX, LATEX | DRILL, ENDOSCP, 2.5 MM, 4, 5 & 6.5 MM ANCHR, NS, TWINFIX, LTX | DRILL, ENDOSCP, 2.5 MM, 4, 5 & 6.5 MM ANCHR, NS, TWINFIX, LTX | 54 | DRILL | ENDOSCOPIC |  |  |  | 2.5 MM |  |  |  |  | 4, 5 AND 6.5 MM ANCHOR |  |  |  | NON STERILE | TWINFIX | LATEX |  |  | http://docs.exhausmed.com/DOCS/SMITHNEPHEW/2012/CATALOGUES/2012_CATALOG_SCREEN.PDF, https://accessgudid.nlm.nih.gov/devices/03596010448965 | 2012_CATALOG_SCREEN | [27 empty] | QC Completed | Production Completed
PDG | 016-249 |  | BHC | sourced | BHC | ok | CND | OK | Data Enrichment ¦ UNSPSC Classification | [12 empty] | 894 | 894 | SMITH AND NEPHEW ENDOSCOPY | SMITH & NEPHEW | SMITH & NEPHEW PLC | 7209204 | 7209204 | 7209204 | SMITH | 7209204 | 7209204 | SMITH_7209204 |  |  |  | WIREPIN AND DRILL PAC "A" (STERILE) |  | 3406 | PRODIGO1072529 |  | 7209204 | 7209204 | Smith & Nephew, Inc. | WIRE, PIN AND DRILL PAC A, STERILE | ENDOBUTTON | 42294219 Orthopedic surgical instrument sets |  |  | ENDOBUTTON Pac A | INSTRUMENT PACK, WIREPIN AND DRILL PAC A, STERILE, ENDOBUTTON, LATEX | INSTRUMENT PACK, WIREPIN AND DRILL PAC A, STERILE, ENDOBUTTON, LATEX | INSTRUMENT PACK, WIREPIN & DRL PAC A, STRL, ENDOBUTTON, LTX | INSTRUMENT PACK, WIREPIN & DRL PAC A, STRL, ENDOBUTTON, LTX | 55 | INSTRUMENT PACK | [9 empty] | WIREPIN AND DRILL PAC A |  |  |  | STERILE | ENDOBUTTON | LATEX |  |  | http://docs.exhausmed.com/DOCS/SMITHNEPHEW/2012/CATALOGUES/2012_CATALOG_SCREEN.PDF, https://accessgudid.nlm.nih.gov/devices/03596010469748 | 2012_CATALOG_SCREEN | [27 empty] | QC Completed | Production Completed
PDG | 016-249 |  | BHC | sourced | BHC | ok | CND | OK | Data Enrichment ¦ UNSPSC Classification | [12 empty] | 895 | 895 | SMITH AND NEPHEW ENDOSCOPY | SMITH & NEPHEW | SMITH & NEPHEW PLC | 7209234 | 7209234 | 7209234 | SMITH | 7209234 | 7209234 | SMITH_7209234 |  |  |  | MOSAICPLASTY DP-DISP. 3.5MM |  | 3406 | PRODIGO1072530 |  | 7209234 | 7209234 | Smith & Nephew, Inc. | MOSAICPLASTY DISPOSABLE HARVESTING SET, 3.5, INCLUDES DISPOSABLE CHISEL, TAMP, AND DRILL BIT BLUE | MOSAICPLASTY | 42294914 Endoscopic instrument sets |  |  | Disposable Harvesting Set, 3.5, includes disposable chisel, tamp, and drill bit, blue | HARVESTING SET, 3.5 MM, CHISEL, TAMP, DRILL BIT, BLUE, STERILE, MOSAICPLASTY DP, LATEX, DISPOSABLE | HARVESTING SET, 3.5 MM, CHISEL, TAMP, DRILL BIT, BLUE, STERILE, MOSAICPLASTY DP, LATEX, DISPOSABLE | HARVESTING SET, 3.5 MM, CHSL, TAMP, DRL BIT, BLU, STRL, MOSAICPLASTY DP, LTX, DISP | HARVESTING SET, 3.5 MM, CHSL, TAMP, DRL BIT, BLU, MOSAICPLASTY DP | 59 | HARVESTING SET |  |  |  |  | 3.5 MM |  |  |  |  | CHISEL, TAMP, DRILL BIT |  |  | BLUE | STERILE | MOSAICPLASTY DP | LATEX | DISPOSABLE |  | http://docs.exhausmed.com/DOCS/SMITHNEPHEW/2012/CATALOGUES/2012_CATALOG_SCREEN.PDF, https://accessgudid.nlm.nih.gov/devices/03596010473127 | 2012_CATALOG_SCREEN | [27 empty] | QC Completed | Production Completed
PDG | 016-249 |  | BHC | sourced | BHC | ok | CND | OK | Data Enrichment ¦ UNSPSC Classification | [12 empty] | 896 | 896 | SMITH AND NEPHEW ENDOSCOPY | SMITH & NEPHEW | SMITH & NEPHEW PLC | 7209235 | 7209235 | 7209235 | SMITH | 7209235 | 7209235 | SMITH_7209235 |  |  |  | MOSAICPLASTY DP-DISP. 4.5MM |  | 3406 | PRODIGO1072531 |  | 7209235 | 7209235 | Smith & Nephew, Inc. | MOSAICPLASTY DISPOSABLE HARVESTING SET, 4.5, INCLUDES DISPOSABLE CHISEL, TAMP, AND DRILL BIT GREEN | MOSAICPLASTY | 42294914 Endoscopic instrument sets |  |  | Disposable Harvesting Set, 4.5, includes disposable chisel, tamp, and drill bit, green | HARVESTING SET, 4.5 MM, CHISEL, TAMP, DRILL BIT, GREEN, STERILE, MOSAICPLASTY DP, LATEX, DISPOSABLE | HARVESTING SET, 4.5 MM, CHISEL, TAMP, DRILL BIT, GREEN, STERILE, MOSAICPLASTY DP, LATEX, DISPOSABLE | HARVESTING SET, 4.5 MM, CHSL, TAMP, DRL BIT, GRN, STRL, MOSAICPLASTY DP, LTX, DISP | HARVESTING SET, 4.5 MM, CHSL, TAMP, DRL BIT, GRN, MOSAICPLASTY DP | 59 | HARVESTING SET |  |  |  |  | 4.5 MM |  |  |  |  | CHISEL, TAMP, DRILL BIT |  |  | GREEN | STERILE | MOSAICPLASTY DP | LATEX | DISPOSABLE |  | http://docs.exhausmed.com/DOCS/SMITHNEPHEW/2012/CATALOGUES/2012_CATALOG_SCREEN.PDF, https://accessgudid.nlm.nih.gov/devices/03596010473134 | 2012_CATALOG_SCREEN | [27 empty] | QC Completed | Production Completed
PDG | 016-249 |  | BHC | sourced | BHC | ok | CND | OK | Data Enrichment ¦ UNSPSC Classification | [12 empty] | 897 | 897 | SMITH AND NEPHEW ENDOSCOPY | SMITH & NEPHEW | SMITH & NEPHEW PLC | 7209237 | 7209237 | 7209237 | SMITH | 7209237 | 7209237 | SMITH_7209237 |  |  |  | MOSAICPLASTY DP-DISP. 8.5MM |  | 3406 | PRODIGO1072532 |  | 7209237 | 7209237 | Smith & Nephew, Inc. | MOSAICPLASTY DISPOSABLE HARVESTING SET, 8.5, INCLUDES DISPOSABLE CHISEL, TAMP, AND DRILL BIT RED | MOSAICPLASTY | 42294914 Endoscopic instrument sets |  |  | Disposable Harvesting Set, 8.5, includes disposable chisel, tamp, and drill bit, red | HARVESTING SET, 8.5 MM, CHISEL, TAMP, DRILL BIT, RED, STERILE, MOSAICPLASTY DP, LATEX, DISPOSABLE | HARVESTING SET, 8.5 MM, CHISEL, TAMP, DRILL BIT, RED, STERILE, MOSAICPLASTY DP, LATEX, DISPOSABLE | HARVESTING SET, 8.5 MM, CHSL, TAMP, DRL BIT, RED, STRL, MOSAICPLASTY DP, LTX, DISP | HARVESTING SET, 8.5 MM, CHSL, TAMP, DRL BIT, RED, MOSAICPLASTY DP | 59 | HARVESTING SET |  |  |  |  | 8.5 MM |  |  |  |  | CHISEL, TAMP, DRILL BIT |  |  | RED | STERILE | MOSAICPLASTY DP | LATEX | DISPOSABLE |  | http://docs.exhausmed.com/DOCS/SMITHNEPHEW/2012/CATALOGUES/2012_CATALOG_SCREEN.PDF, https://accessgudid.nlm.nih.gov/devices/03596010473158 | 2012_CATALOG_SCREEN | [27 empty] | QC Completed | Production Completed
PDG | 016-249 |  | BHC | sourced | BHC | ok | CND | OK | Data Enrichment ¦ UNSPSC Classification | [12 empty] | 898 | 898 | SMITH AND NEPHEW ENDOSCOPY | SMITH & NEPHEW | SMITH & NEPHEW PLC | 7209313 | 7209313 | 7209313 | SMITH | 7209313 | 7209313 | SMITH_7209313 |  |  |  | MTO PIN & WIRE PAC F LTX FREE |  | 3406 | PRODIGO1072533 |  | 7209313 | 7209313 | Smith & Nephew, Inc. | MTO PIN & WIRE PAC F LTX FREE | NA | 42294219 Orthopedic surgical instrument sets |  |  | MTO PIN & WIRE PAC F LTX FREE | INSTRUMENT PACK, PIN AND WIRE PAC F, STERILE, LATEX-FREE | INSTRUMENT PACK, PIN AND WIRE PAC F, STERILE, LATEX-FREE | INSTRUMENT PACK, PIN & WIRE PAC F, STRL, LTX | INSTRUMENT PACK, PIN & WIRE PAC F, STRL, LF | 40 | INSTRUMENT PACK | [9 empty] | PIN AND WIRE PAC F |  |  |  | STERILE |  | LATEX-FREE |  |  | http://docs.exhausmed.com/DOCS/SMITHNEPHEW/2012/CATALOGUES/2012_CATALOG_SCREEN.PDF, https://accessgudid.nlm.nih.gov/devices/03596010484413 | 2012_CATALOG_SCREEN | [27 empty] | QC Completed | Production Completed
PDG | 016-249 |  | BHC | sourced | BHC | ok | CND | OK | Data Enrichment ¦ UNSPSC Classification | [12 empty] | 899 | 899 | SMITH AND NEPHEW ENDOSCOPY | SMITH & NEPHEW | SMITH & NEPHEW PLC | 7209351 | 7209351 | 7209351 | SMITH | 7209351 | 7209351 | SMITH_7209351 |  |  |  | CAP INFLOW |  | 3406 | PRODIGO1072534 |  | 7209351 | 7209351 | Smith & Nephew, Inc. | CAP INFLOW | NA | 42296339 Endoscope accessories |  |  | Cap, inflow | CAP, ENDOSCOPIC, INFLOW, NON STERILE, LATEX | CAP, ENDOSCOPIC, INFLOW, NON STERILE, LATEX | CAP, ENDOSCP, INFLO, NS, LTX | CAP, ENDOSCP, INFLO, NS, LTX | 24 | CAP | ENDOSCOPIC | INFLOW | [11 empty] | NON STERILE |  | LATEX |  |  | http://docs.exhausmed.com/DOCS/SMITHNEPHEW/2012/CATALOGUES/2012_CATALOG_SCREEN.PDF, https://accessgudid.nlm.nih.gov/devices/03596010000514 | 2012_CATALOG_SCREEN | [27 empty] | QC Completed | Production Completed
PDG | 016-249 |  | BHC | sourced | BHC | ok | CND | OK | Data Enrichment ¦ UNSPSC Classification | [12 empty] | 900 | 900 | SMITH AND NEPHEW ENDOSCOPY | SMITH & NEPHEW | SMITH & NEPHEW PLC | 7209409 | 7209409 | 7209409 | SMITH | 7209409 | 7209409 | SMITH_7209409 |  |  |  | SCRRCI7X35MM W/ 8MM HEAD 2.0 |  | 3406 | PRODIGO1072535 |  | 7209409 | 7209409 | Smith & Nephew, Inc. | 7 X 35 MM RCI SCREW WITH 8 MM HEAD 2.0 MM CANNULATION. STERILE, 1 PER BOX | NA | 42322201 Interference screws |  |  | Titanium, 2.0 mm cannulation, blunt threads. Standard and enlarged heads. Sterile, 1 per box. 7 x 35 mm RCI Screw with 8 mm head | SCREW, INTERFERENCE, CANNULATED, 7X35 MM, 2 MM, GUIDEWIRE, WITH 8 MM HEAD, BLUNT THREADS, STANDARD, ENLARGED HEAD, TITANIUM, STERILE, RCI, LATEX | SCREW, INTERFERENCE, CANNULATED, 7X35 MM, 2 MM, GUIDEWIRE, WITH 8 MM HEAD, BLUNT THREADS, STANDARD, ENLARGED HEAD, TITANIUM, STERILE, RCI, LATEX | SCREW, INTRF, CANN, 7X35 MM, 2 MM, GUIDEWIRE, W/ 8 MM HD, BLNT THREADS, STD, ENLARGED HD, TI, STRL, RCI, LTX | SCREW, INTRF, CANN, 7X35 MM, 2 MM, GUIDEWIRE, 8 MM HD, STD, TI, RCI | 58 | SCREW | INTERFERENCE | CANNULATED |  |  | 7X35 MM | 2 MM |  |  |  | GUIDEWIRE, WITH 8 MM HEAD, BLUNT THREADS, STANDARD, ENLARGED HEAD | TITANIUM |  |  | STERILE | RCI | LATEX |  |  | http://docs.exhausmed.com/DOCS/SMITHNEPHEW/2012/CATALOGUES/2012_CATALOG_SCREEN.PDF, https://accessgudid.nlm.nih.gov/devices/03596010477965 | 2012_CATALOG_SCREEN | [27 empty] | QC Completed | Production Completed
PDG | 016-249 |  | BHC | sourced | BHC | ok | CND | OK | Data Enrichment ¦ UNSPSC Classification | [12 empty] | 901 | 901 | SMITH AND NEPHEW ENDOSCOPY | SMITH & NEPHEW | SMITH & NEPHEW PLC | 7209410 | 7209410 | 7209410 | SMITH | 7209410 | 7209410 | SMITH_7209410 |  |  |  | SCRRCI8X25MM RT LG. 2.0 |  | 3406 | PRODIGO1072536 |  | 7209410 | 7209410 | Smith & Nephew, Inc. | 8 X 25 MM RCI SCREW REVERSE THREAD 2.0 MM CANNULATION. STERILE, 1 PER BOX | NA | 42322201 Interference screws |  |  | Titanium, 2.0 mm cannulation, blunt threads. Standard and enlarged heads. Sterile, 1 per box. 8 x 25 mm RCI Screw reverse thread | SCREW, INTERFERENCE, CANNULATED, 8X25 MM, 2 MM, GUIDEWIRE, REVERSE THREAD, BLUNT THREADS, STANDARD, ENLARGED HEAD, TITANIUM, STERILE, RCI, LATEX | SCREW, INTERFERENCE, CANNULATED, 8X25 MM, 2 MM, GUIDEWIRE, REVERSE THREAD, BLUNT THREADS, STANDARD, ENLARGED HEAD, TITANIUM, STERILE, RCI, LATEX | SCREW, INTRF, CANN, 8X25 MM, 2 MM, GUIDEWIRE, RVS THRD, BLNT THREADS, STD, ENLARGED HD, TI, STRL, RCI, LTX | SCREW, INTRF, CANN, 8X25 MM, 2 MM, GUIDEWIRE, RVS THRD, TI, RCI, LTX | 59 | SCREW | INTERFERENCE | CANNULATED |  |  | 8X25 MM | 2 MM |  |  |  | GUIDEWIRE, REVERSE THREAD, BLUNT THREADS, STANDARD, ENLARGED HEAD | TITANIUM |  |  | STERILE | RCI | LATEX |  |  | http://docs.exhausmed.com/DOCS/SMITHNEPHEW/2012/CATALOGUES/2012_CATALOG_SCREEN.PDF, https://accessgudid.nlm.nih.gov/devices/03596010479518 | 2012_CATALOG_SCREEN | [27 empty] | QC Completed | Production Completed
PDG | 016-249 |  | BHC | sourced | BHC | ok | CND | OK | Data Enrichment ¦ UNSPSC Classification | [12 empty] | 902 | 902 | SMITH AND NEPHEW ENDOSCOPY | SMITH & NEPHEW | SMITH & NEPHEW PLC | 7209411 | 7209411 | 7209411 | SMITH | 7209411 | 7209411 | SMITH_7209411 |  |  |  | SCRRCI8X35MM 2.0 CANN. STER |  | 3406 | PRODIGO1072537 |  | 7209411 | 7209411 | Smith & Nephew, Inc. | 8 X 35 MM RCI SCREW 2.0 MM CANNULATION. STERILE, 1 PER BOX | NA | 42322201 Interference screws |  |  | Titanium, 2.0 mm cannulation, blunt threads. Standard and enlarged heads. Sterile, 1 per box. 8 x 35 mm RCI Screw | SCREW, INTERFERENCE, CANNULATED, 8X35 MM, 2 MM, GUIDEWIRE, BLUNT THREAD, STANDARD, ENLARGED HEAD, TITANIUM, STERILE, RCI, LATEX | SCREW, INTERFERENCE, CANNULATED, 8X35 MM, 2 MM, GUIDEWIRE, BLUNT THREAD, STANDARD, ENLARGED HEAD, TITANIUM, STERILE, RCI, LATEX | SCREW, INTRF, CANN, 8X35 MM, 2 MM, GUIDEWIRE, BLNT THRD, STD, ENLARGED HD, TI, STRL, RCI, LTX | SCREW, INTRF, CANN, 8X35 MM, 2 MM, GUIDEWIRE, BLNT THRD, STD, TI, RCI | 60 | SCREW | INTERFERENCE | CANNULATED |  |  | 8X35 MM | 2 MM |  |  |  | GUIDEWIRE, BLUNT THREAD, STANDARD, ENLARGED HEAD | TITANIUM |  |  | STERILE | RCI | LATEX |  |  | http://docs.exhausmed.com/DOCS/SMITHNEPHEW/2012/CATALOGUES/2012_CATALOG_SCREEN.PDF, https://accessgudid.nlm.nih.gov/devices/03596010477972 | 2012_CATALOG_SCREEN | [27 empty] | QC Completed | Production Completed
PDG | 016-249 |  | BHC | sourced | BHC | ok | CND | OK | Data Enrichment ¦ UNSPSC Classification | [12 empty] | 903 | 903 | SMITH AND NEPHEW ENDOSCOPY | SMITH & NEPHEW | SMITH & NEPHEW PLC | 7209412 | 7209412 | 7209412 | SMITH | 7209412 | 7209412 | SMITH_7209412 |  |  |  | SCRRCI9X35MM 2.0 CANN. STER |  | 3406 | PRODIGO1072538 |  | 7209412 | 7209412 | Smith & Nephew, Inc. | 9 X 35 MM RCI SCREW 2.0 CANNULATION. STERILE, 1 PER BOX | NA | 42322201 Interference screws |  |  | Titanium, 2.0 mm cannulation, blunt threads. Standard and enlarged heads. Sterile, 1 per box. 9 x 35 mm RCI Screw | SCREW, INTERFERENCE, CANNULATED, 9X35 MM, 2 MM, GUIDEWIRE, BLUNT THREAD, STANDARD, ENLARGED HEAD, TITANIUM, STERILE, RCI, LATEX | SCREW, INTERFERENCE, CANNULATED, 9X35 MM, 2 MM, GUIDEWIRE, BLUNT THREAD, STANDARD, ENLARGED HEAD, TITANIUM, STERILE, RCI, LATEX | SCREW, INTRF, CANN, 9X35 MM, 2 MM, GUIDEWIRE, BLNT THRD, STD, ENLARGED HD, TI, STRL, RCI, LTX | SCREW, INTRF, CANN, 9X35 MM, 2 MM, GUIDEWIRE, BLNT THRD, STD, TI, RCI | 60 | SCREW | INTERFERENCE | CANNULATED |  |  | 9X35 MM | 2 MM |  |  |  | GUIDEWIRE, BLUNT THREAD, STANDARD, ENLARGED HEAD | TITANIUM |  |  | STERILE | RCI | LATEX |  |  | http://docs.exhausmed.com/DOCS/SMITHNEPHEW/2012/CATALOGUES/2012_CATALOG_SCREEN.PDF, https://accessgudid.nlm.nih.gov/devices/03596010477989 | 2012_CATALOG_SCREEN | [27 empty] | QC Completed | Production Completed
PDG | 016-249 |  | BHC | sourced | BHC | ok | CND | OK | Data Enrichment ¦ UNSPSC Classification | [12 empty] | 904 | 904 | SMITH AND NEPHEW ENDOSCOPY | SMITH & NEPHEW | SMITH & NEPHEW PLC | 7209413 | 7209413 | 7209413 | SMITH | 7209413 | 7209413 | SMITH_7209413 |  |  |  | SCRRCI10X30MM 2.0 CANN. STER |  | 3406 | PRODIGO1072539 |  | 7209413 | 7209413 | Smith & Nephew, Inc. | 10 X 30 MM RCI SCREW 2.0 MM CANNULATION. STERILE, 1 PER BOX | NA | 42322201 Interference screws |  |  | Titanium, 2.0 mm cannulation, blunt threads. Standard and enlarged heads. Sterile, 1 per box. 10 x 30 mm RCI Screw | SCREW, INTERFERENCE, CANNULATED, 10X30 MM, 2 MM, GUIDEWIRE, BLUNT THREAD, STANDARD, ENLARGED HEAD, TITANIUM, STERILE, RCI, LATEX | SCREW, INTERFERENCE, CANNULATED, 10X30 MM, 2 MM, GUIDEWIRE, BLUNT THREAD, STANDARD, ENLARGED HEAD, TITANIUM, STERILE, RCI, LATEX | SCREW, INTRF, CANN, 10X30 MM, 2 MM, GUIDEWIRE, BLNT THRD, STD, ENLARGED HD, TI, STRL, RCI, LTX | SCREW, INTRF, CANN, 10X30 MM, 2 MM, GUIDEWIRE, BLNT THRD, TI, RCI | 57 | SCREW | INTERFERENCE | CANNULATED |  |  | 10X30 MM | 2 MM |  |  |  | GUIDEWIRE, BLUNT THREAD, STANDARD, ENLARGED HEAD | TITANIUM |  |  | STERILE | RCI | LATEX |  |  | http://docs.exhausmed.com/DOCS/SMITHNEPHEW/2012/CATALOGUES/2012_CATALOG_SCREEN.PDF, https://accessgudid.nlm.nih.gov/devices/03596010479488 | 2012_CATALOG_SCREEN | [27 empty] | QC Completed | Production Completed
PDG | 016-249 |  | BHC | sourced | BHC | ok | CND | OK | Data Enrichment ¦ UNSPSC Classification | [12 empty] | 905 | 905 | SMITH AND NEPHEW ENDOSCOPY | SMITH & NEPHEW | SMITH & NEPHEW PLC | 7209414 | 7209414 | 7209414 | SMITH | 7209414 | 7209414 | SMITH_7209414 |  |  |  | SCRRCI10X35MM 2.0 CANN. STER |  | 3406 | PRODIGO1072540 |  | 7209414 | 7209414 | Smith & Nephew, Inc. | 10 X 35 MM RCI SCREW 2.0 MM CANNULATION. STERILE, 1 PER BOX | NA | 42322201 Interference screws |  |  | Titanium, 2.0 mm cannulation, blunt threads. Standard and enlarged heads. Sterile, 1 per box. 10 x 35 mm RCI Screw | SCREW, INTERFERENCE, CANNULATED, 10X35 MM, 2 MM, GUIDEWIRE, BLUNT THREAD, STANDARD, ENLARGED HEAD, TITANIUM, STERILE, RCI, LATEX | SCREW, INTERFERENCE, CANNULATED, 10X35 MM, 2 MM, GUIDEWIRE, BLUNT THREAD, STANDARD, ENLARGED HEAD, TITANIUM, STERILE, RCI, LATEX | SCREW, INTRF, CANN, 10X35 MM, 2 MM, GUIDEWIRE, BLNT THRD, STD, ENLARGED HD, TI, STRL, RCI, LTX | SCREW, INTRF, CANN, 10X35 MM, 2 MM, GUIDEWIRE, BLNT THRD, TI, RCI | 57 | SCREW | INTERFERENCE | CANNULATED |  |  | 10X35 MM | 2 MM |  |  |  | GUIDEWIRE, BLUNT THREAD, STANDARD, ENLARGED HEAD | TITANIUM |  |  | STERILE | RCI | LATEX |  |  | http://docs.exhausmed.com/DOCS/SMITHNEPHEW/2012/CATALOGUES/2012_CATALOG_SCREEN.PDF, https://accessgudid.nlm.nih.gov/devices/03596010477996 | 2012_CATALOG_SCREEN | [27 empty] | QC Completed | Production Completed
PDG | 016-249 |  | BHC | sourced | BHC | ok | CND | OK | Data Enrichment ¦ UNSPSC Classification | [12 empty] | 906 | 906 | SMITH AND NEPHEW ENDOSCOPY | SMITH & NEPHEW | SMITH & NEPHEW PLC | 7209416 | 7209416 | 7209416 | SMITH | 7209416 | 7209416 | SMITH_7209416 |  |  |  | SCRRCI11X35MM 2.0 CANN. STER |  | 3406 | PRODIGO1072541 |  | 7209416 | 7209416 | Smith & Nephew, Inc. | 11 X 35 MM RCI SCREW 2.0 MM CANNULATION. STERILE, 1 PER BOX | NA | 42322201 Interference screws |  |  | Titanium, 2.0 mm cannulation, blunt threads. Standard and enlarged heads. Sterile, 1 per box. 11 x 35 mm RCI Screw | SCREW, INTERFERENCE, CANNULATED, 11X35 MM, 2 MM, GUIDEWIRE, BLUNT THREAD, STANDARD, ENLARGED HEAD, TITANIUM, STERILE, RCI, LATEX | SCREW, INTERFERENCE, CANNULATED, 11X35 MM, 2 MM, GUIDEWIRE, BLUNT THREAD, STANDARD, ENLARGED HEAD, TITANIUM, STERILE, RCI, LATEX | SCREW, INTRF, CANN, 11X35 MM, 2 MM, GUIDEWIRE, BLNT THRD, STD, ENLARGED HD, TI, STRL, RCI, LTX | SCREW, INTRF, CANN, 11X35 MM, 2 MM, GUIDEWIRE, BLNT THRD, TI, RCI | 57 | SCREW | INTERFERENCE | CANNULATED |  |  | 11X35 MM | 2 MM |  |  |  | GUIDEWIRE, BLUNT THREAD, STANDARD, ENLARGED HEAD | TITANIUM |  |  | STERILE | RCI | LATEX |  |  | http://docs.exhausmed.com/DOCS/SMITHNEPHEW/2012/CATALOGUES/2012_CATALOG_SCREEN.PDF, https://accessgudid.nlm.nih.gov/devices/03596010479501 | 2012_CATALOG_SCREEN | [27 empty] | QC Completed | Production Completed
PDG | 016-249 |  | BHC | sourced | BHC | ok | CND | OK | Data Enrichment ¦ UNSPSC Classification | [12 empty] | 907 | 907 | SMITH AND NEPHEW ENDOSCOPY | SMITH & NEPHEW | SMITH & NEPHEW PLC | 7210764 | 7210764 | 7210764 | SMITH | 7210764 | 7210764 | SMITH_7210764 |  |  |  | MTO SOFTSILK SCRW STRL BX OF 1 12MMX25MM |  | 3406 | PRODIGO1072543 |  | 7210764 | 7210764 | Smith & Nephew, Inc. | MTO 12 X 25 MM SOFTSILK 1.5 MM CANNULATION, ROUND HEAD, CORKSCREW TIP, SOFT THREADS, STERILE SCREW | SOFTSILK | 42322201 Interference screws |  |  | SOFTSILK 1.5 Fixation Screws Titanium, 1.5 mm cannulation, round head, corkscrew tip, soft threads, sterile. 12 x 25 mm SOFTSILK 1.5 | SCREW, INTERFERENCE, CANNULATED, 12X25 MM, 1.5 MM, ROUND HEAD, CORKSCREW TIP, SOFT THREAD, TITANIUM, STERILE, SOFTSILK, LATEX | SCREW, INTERFERENCE, CANNULATED, 12X25 MM, 1.5 MM, ROUND HEAD, CORKSCREW TIP, SOFT THREAD, TITANIUM, STERILE, SOFTSILK, LATEX | SCREW, INTRF, CANN, 12X25 MM, 1.5 MM, RND HD, CRKSCR TIP, SFT THRD, TI, STRL, SOFTSILK, LTX | SCREW, INTRF, CANN, 12X25 MM, 1.5 MM, RND HD, SFT THRD, SOFTSILK | 57 | SCREW | INTERFERENCE | CANNULATED |  |  | 12X25 MM | 1.5 MM |  |  |  | ROUND HEAD, CORKSCREW TIP, SOFT THREAD | TITANIUM |  |  | STERILE | SOFTSILK | LATEX |  | BX OF 1 | http://docs.exhausmed.com/DOCS/SMITHNEPHEW/2012/CATALOGUES/2012_CATALOG_SCREEN.PDF, https://accessgudid.nlm.nih.gov/devices/00885554012736 | 2012_CATALOG_SCREEN | [27 empty] | QC Completed | Production Completed
PDG | 016-249 |  | BHC | sourced | BHC | ok | CND | OK | Data Enrichment ¦ UNSPSC Classification | [12 empty] | 908 | 908 | SMITH AND NEPHEW ENDOSCOPY | SMITH & NEPHEW | SMITH & NEPHEW PLC | 7211080 | 7211080 | 7211080 | SMITH | 7211080 | 7211080 | SMITH_7211080 |  |  |  | ULTRBRD#2 WHT 38SNGL ARM PCK ASSY |  | 3406 | PRODIGO1072544 |  | 7211080 | 7211080 | Smith & Nephew, Inc. | ULTRABRAID No.2 WHITE SUTURE AND NEEDLE ASSEMBLY, 38 INCH, STERILE | ULTRABRAID | 42312201 Sutures |  |  | ULTRABRAID 2 white suture and needle assembly, 38 in, sterile | SUTURE, NONABSORBABLE, 2, 38 IN, SINGLE ARM, NEEDLE PACK ASSEMBLY, HIGH STRENGTH, POLYETHYLENE, WHITE, STERILE, ULTRABRAID, LATEX | SUTURE, NONABSORBABLE, 2, 38 IN, SINGLE ARM, NEEDLE PACK ASSEMBLY, HIGH STRENGTH, POLYETHYLENE, WHITE, STERILE, ULTRABRAID, LATEX | SUTURE, NONABSORBABLE, 2, 38 IN, SINGLE ARM, NDL PK ASMBLY, HI STRENGTH, POLYETH, WHT, STRL, ULTRABRAID, LTX | SUTURE, NONABSORBABLE, 2, 38 IN, SINGLE ARM, POLYETH, ULTRABRAID | 58 | SUTURE | NONABSORBABLE |  | 2 |  | 38 IN |  |  |  |  | SINGLE ARM, NEEDLE PACK ASSEMBLY, HIGH STRENGTH | POLYETHYLENE |  | WHITE | STERILE | ULTRABRAID | LATEX |  |  | http://docs.exhausmed.com/DOCS/SMITHNEPHEW/2012/CATALOGUES/2012_CATALOG_SCREEN.PDF, https://accessgudid.nlm.nih.gov/devices/03596010547675 | 2012_CATALOG_SCREEN | [27 empty] | QC Completed | Production Completed
PDG | 016-249 |  | BHC | sourced | BHC | ok | CND | OK | Data Enrichment ¦ UNSPSC Classification | [12 empty] | 909 | 909 | SMITH AND NEPHEW ENDOSCOPY | SMITH & NEPHEW | SMITH & NEPHEW PLC | 72200442 | 72200442 | 72200442 | SMITH | 72200442 | 72200442 | SMITH_72200442 |  |  |  | CLEAR-TRAC CMPL. CANN. HIP OBT.8.5X110 |  | 3406 | PRODIGO1072545 |  | 72200442 | 72200442 | Smith & Nephew, Inc. | CLEAR-TRAC REUSABLE OBTURATOR, 8.5 MM X 110 MM | CLEAR-TRAC | 42294978 Endoscopic trocar or sheath or obturator or cannula |  |  | CLEAR-TRAC COMPLETE Disposable Hip Cannula System Reusable Obturator, 8.5 mm x 110 mm | OBTURATOR, ENDOSCOPIC, 8.5X110 MM, HIP CANNULA SYSTEM, NON STERILE, CLEAR-TRAC COMPLETE, LATEX-FREE, REUSABLE | OBTURATOR, ENDOSCOPIC, 8.5X110 MM, HIP CANNULA SYSTEM, NON STERILE, CLEAR-TRAC COMPLETE, LATEX-FREE, REUSABLE | OBTURATOR, ENDOSCP, 8.5X110 MM, HIP CANN SYS, NS, CLEAR-TRAC COMPLETE, LF, REUSE | OBTURATOR, ENDOSCP, 8.5X110 MM, CLEAR-TRAC COMPLETE | 48 | OBTURATOR | ENDOSCOPIC |  |  |  | 8.5X110 MM |  |  |  |  | HIP CANNULA SYSTEM |  |  |  | NON STERILE | CLEAR-TRAC COMPLETE | LATEX-FREE | REUSABLE |  | http://docs.exhausmed.com/DOCS/SMITHNEPHEW/2012/CATALOGUES/2012_CATALOG_SCREEN.PDF, https://accessgudid.nlm.nih.gov/devices/03596010558381 | 2012_CATALOG_SCREEN | [27 empty] | QC Completed | Production Completed
PDG | 016-249 |  | BHC | sourced | BHC | ok | CND | OK | Data Enrichment ¦ UNSPSC Classification | [12 empty] | 910 | 910 | SMITH AND NEPHEW ENDOSCOPY | SMITH & NEPHEW | SMITH & NEPHEW PLC | 72200445 | 72200445 | 72200445 | SMITH | 72200445 | 72200445 | SMITH_72200445 | 42294978 |  | ENDOSCOPIC TROCAR OR SHEATH OR OBTURATOR OR CANNULA | CLEAR-TRAC CMPL.CANN. HIP OBT.7.0X110 |  | 3406 | PRODIGO1072546 |  | 72200445 | 72200445 | Smith & Nephew, Inc. | CLEAR-TRAC REUSABLE OBTURATOR, 7.0 MM X 110 MM | CLEAR-TRAC | 42294978 Endoscopic trocar or sheath or obturator or cannula |  |  | CLEAR-TRAC COMPLETE Disposable Hip Cannula System Reusable Obturator, 7.0 mm x 110 mm | OBTURATOR, ENDOSCOPIC, 7X110 MM, HIP CANNULA SYSTEM, NON STERILE, CLEAR-TRAC COMPLETE, LATEX-FREE, REUSABLE | OBTURATOR, ENDOSCOPIC, 7X110 MM, HIP CANNULA SYSTEM, NON STERILE, CLEAR-TRAC COMPLETE, LATEX-FREE, REUSABLE | OBTURATOR, ENDOSCP, 7X110 MM, HIP CANN SYS, NS, CLEAR-TRAC COMPLETE, LF, REUSE | OBTURATOR, ENDOSCP, 7X110 MM, HIP CANN SYS, CLEAR-TRAC COMPLETE | 59 | OBTURATOR | ENDOSCOPIC |  |  |  | 7X110 MM |  |  |  |  | HIP CANNULA SYSTEM |  |  |  | NON STERILE | CLEAR-TRAC COMPLETE | LATEX-FREE | REUSABLE |  | http://docs.exhausmed.com/DOCS/SMITHNEPHEW/2012/CATALOGUES/2012_CATALOG_SCREEN.PDF, https://accessgudid.nlm.nih.gov/devices/03596010558374 | 2012_CATALOG_SCREEN | [27 empty] | QC Completed | Production Completed
PDG | 016-249 |  | BHC | sourced | BHC | ok | CND | OK | Data Enrichment ¦ UNSPSC Classification | [12 empty] | 911 | 911 | SMITH AND NEPHEW ENDOSCOPY | SMITH & NEPHEW | SMITH & NEPHEW PLC | 72200446 | 72200446 | 72200446 | SMITH | 72200446 | 72200446 | SMITH_72200446 |  |  |  | CLEAR-TRAC CMPL. CANN. HIP OBT.7.0X90 |  | 3406 | PRODIGO1072547 |  | 72200446 | 72200446 | Smith & Nephew, Inc. | CLEAR-TRAC REUSABLE OBTURATOR, 7.0 MM X 90 MM | CLEAR-TRAC | 42294978 Endoscopic trocar or sheath or obturator or cannula |  |  | CLEAR-TRAC COMPLETE Disposable Hip Cannula System Reusable Obturator, 7.0 mm x 90 mm | OBTURATOR, ENDOSCOPIC, 7X90 MM, HIP CANNULA SYSTEM, NON STERILE, CLEAR-TRAC COMPLETE, LATEX-FREE, REUSABLE | OBTURATOR, ENDOSCOPIC, 7X90 MM, HIP CANNULA SYSTEM, NON STERILE, CLEAR-TRAC COMPLETE, LATEX-FREE, REUSABLE | OBTURATOR, ENDOSCP, 7X90 MM, HIP CANN SYS, NS, CLEAR-TRAC COMPLETE, LF, REUSE | OBTURATOR, ENDOSCP, 7X90 MM, HIP CANN SYS, CLEAR-TRAC COMPLETE | 58 | OBTURATOR | ENDOSCOPIC |  |  |  | 7X90 MM |  |  |  |  | HIP CANNULA SYSTEM |  |  |  | NON STERILE | CLEAR-TRAC COMPLETE | LATEX-FREE | REUSABLE |  | http://docs.exhausmed.com/DOCS/SMITHNEPHEW/2012/CATALOGUES/2012_CATALOG_SCREEN.PDF, https://accessgudid.nlm.nih.gov/devices/03596010558398 | 2012_CATALOG_SCREEN | [27 empty] | QC Completed | Production Completed
PDG | 016-249 |  | BHC | sourced | BHC | ok | CND | OK | Data Enrichment ¦ UNSPSC Classification | [12 empty] | 912 | 912 | SMITH AND NEPHEW ENDOSCOPY | SMITH & NEPHEW | SMITH & NEPHEW PLC | 72200619 | 72200619 | 72200619 | SMITH | 72200619 | 72200619 | SMITH_72200619 |  |  |  | CLEAR-TRAC COMPL. CANN. HIP OBT.8.5X90 |  | 3406 | PRODIGO1072548 |  | 72200619 | 72200619 | Smith & Nephew, Inc. | CLEAR-TRAC REUSABLE OBTURATOR, 8.5 MM X 90 MM | CLEAR-TRAC | 42294978 Endoscopic trocar or sheath or obturator or cannula |  |  | CLEAR-TRAC COMPLETE Disposable Hip Cannula System Reusable Obturator, 8.5 mm x 90 mm | OBTURATOR, ENDOSCOPIC, 8.5X90 MM, HIP CANNULA SYSTEM, NON STERILE, CLEAR-TRAC COMPLETE, LATEX, REUSABLE | OBTURATOR, ENDOSCOPIC, 8.5X90 MM, HIP CANNULA SYSTEM, NON STERILE, CLEAR-TRAC COMPLETE, LATEX, REUSABLE | OBTURATOR, ENDOSCP, 8.5X90 MM, HIP CANN SYS, NS, CLEAR-TRAC COMPLETE, LTX, REUSE | OBTURATOR, ENDOSCP, 8.5X90 MM, HIP CANN SYS, CLEAR-TRAC COMPLETE | 60 | OBTURATOR | ENDOSCOPIC |  |  |  | 8.5X90 MM |  |  |  |  | HIP CANNULA SYSTEM |  |  |  | NON STERILE | CLEAR-TRAC COMPLETE | LATEX | REUSABLE |  | http://docs.exhausmed.com/DOCS/SMITHNEPHEW/2012/CATALOGUES/2012_CATALOG_SCREEN.PDF, https://accessgudid.nlm.nih.gov/devices/03596010558404 | 2012_CATALOG_SCREEN | [27 empty] | QC Completed | Production Completed
PDG | 016-249 |  | BHC | sourced | BHC | ok | CND | OK | Data Enrichment ¦ UNSPSC Classification | [12 empty] | 913 | 913 | SMITH AND NEPHEW ENDOSCOPY | SMITH & NEPHEW | SMITH & NEPHEW PLC | 72200819 | 72200819 | 72200819 | SMITH | 72200819 | 72200819 | SMITH_72200819 |  |  |  | TWINFIX AB 5.0 THREADED DILATOR |  | 3406 | PRODIGO1072549 |  | 72200819 | 72200819 | Smith & Nephew, Inc. | TWINFIX 5.0 MM ABSORBABLE MATERIAL SUTURE ANCHOR THREADED DILATOR, STERILE | TWINFIX | 42294909 Endoscopic dilators or inflation devices |  |  | 5.0 mm TWINFIX AB Suture Anchor threaded dilator, sterile | DILATOR, ENDOSCOPIC, THREADED, 5 MM, SUTURE ANCHOR, STERILE, TWINFIX AB, LATEX | DILATOR, ENDOSCOPIC, THREADED, 5 MM, SUTURE ANCHOR, STERILE, TWINFIX AB, LATEX | DILATOR, ENDOSCP, THRD, 5 MM, SUTURE ANCHR, STRL, TWINFIX AB, LTX | DILATOR, ENDOSCP, THRD, 5 MM, SUTURE ANCHR, STRL, TWINFIX AB, LTX | 58 | DILATOR | ENDOSCOPIC | THREADED |  |  | 5 MM |  |  |  |  | SUTURE ANCHOR |  |  |  | STERILE | TWINFIX AB | LATEX |  |  | http://docs.exhausmed.com/DOCS/SMITHNEPHEW/2012/CATALOGUES/2012_CATALOG_SCREEN.PDF, https://accessgudid.nlm.nih.gov/devices/03596010579348 | 2012_CATALOG_SCREEN | [27 empty] | QC Completed | Production Completed
PDG | 016-249 |  | BHC | sourced | BHC | ok | CND | OK | Data Enrichment ¦ UNSPSC Classification | [12 empty] | 914 | 914 | SMITH AND NEPHEW ENDOSCOPY | SMITH & NEPHEW | SMITH & NEPHEW PLC | 72200820 | 72200820 | 72200820 | SMITH | 72200820 | 72200820 | SMITH_72200820 |  |  |  | TWINFIX AB 6.5 THREADED DILATOR |  | 3406 | PRODIGO1072550 |  | 72200820 | 72200820 | Smith & Nephew, Inc. | TWINFIX 6.5 MM ABSORBABLE MATERIAL SUTURE ANCHOR THREADED DILATOR, STERILE | TWINFIX | 42294909 Endoscopic dilators or inflation devices |  |  | 6.5 mm TWINFIX AB Suture Anchor threaded dilator, sterile | DILATOR, ENDOSCOPIC, THREADED, 6.5 MM, SUTURE ANCHOR, STERILE, TWINFIX AB, LATEX | DILATOR, ENDOSCOPIC, THREADED, 6.5 MM, SUTURE ANCHOR, STERILE, TWINFIX AB, LATEX | DILATOR, ENDOSCP, THRD, 6.5 MM, SUTURE ANCHR, STRL, TWINFIX AB, LTX | DILATOR, ENDOSCP, THRD, 6.5 MM, SUTURE ANCHR, STRL, TWINFIX AB, LTX | 60 | DILATOR | ENDOSCOPIC | THREADED |  |  | 6.5 MM |  |  |  |  | SUTURE ANCHOR |  |  |  | STERILE | TWINFIX AB | LATEX |  |  | http://docs.exhausmed.com/DOCS/SMITHNEPHEW/2012/CATALOGUES/2012_CATALOG_SCREEN.PDF, https://accessgudid.nlm.nih.gov/devices/03596010581051 | 2012_CATALOG_SCREEN | [27 empty] | QC Completed | Production Completed
PDG | 016-249 |  | BHC | sourced | BHC | ok | CND | OK | Data Enrichment ¦ UNSPSC Classification | [12 empty] | 915 | 915 | SMITH AND NEPHEW ENDOSCOPY | SMITH & NEPHEW | SMITH & NEPHEW PLC | 72200880 | 72200880 | 72200880 | SMITH | 72200880 | 72200880 | SMITH_72200880 |  |  |  | OBT MTL HNDL W/THRD SLV NON-CAN 5.5MM |  | 3406 | PRODIGO1072551 |  | 72200880 | 72200880 | Smith & Nephew, Inc. | 5.5 MM OBTURATOR, CONICAL, RED | NA | 42294978 Endoscopic trocar or sheath or obturator or cannula |  |  | 5.5 mm Obturator, Conical, red, used with REF 72201743 | OBTURATOR, ENDOSCOPIC, CONICAL, 5.5 MM, METAL HANDLE, WITH THREADED, NON-CANNULATED, RED, NON STERILE, LATEX | OBTURATOR, ENDOSCOPIC, CONICAL, 5.5 MM, METAL HANDLE, WITH THREADED, NON-CANNULATED, RED, NON STERILE, LATEX | OBTURATOR, ENDOSCP, CONCL, 5.5 MM, MTL HNDL, W/ THRD, NON-CANNULATED, RED, NS, LTX | OBTURATOR, ENDOSCP, CONCL, 5.5 MM, MTL HNDL, NON-CANNULATED, RED | 58 | OBTURATOR | ENDOSCOPIC | CONICAL |  |  | 5.5 MM |  |  |  |  | METAL HANDLE, WITH THREADED, NON-CANNULATED |  |  | RED | NON STERILE |  | LATEX |  |  | http://docs.exhausmed.com/DOCS/SMITHNEPHEW/2012/CATALOGUES/2012_CATALOG_SCREEN.PDF, https://accessgudid.nlm.nih.gov/devices/03596010591074 | 2012_CATALOG_SCREEN | [27 empty] | QC Completed | Production Completed
PDG | 016-249 |  | BHC | sourced | BHC | ok | CND | OK | Data Enrichment ¦ UNSPSC Classification | [12 empty] | 916 | 916 | SMITH AND NEPHEW ENDOSCOPY | SMITH & NEPHEW | SMITH & NEPHEW PLC | 72200882 | 72200882 | 72200882 | SMITH | 72200882 | 72200882 | SMITH_72200882 |  |  |  | OBT MTL HDL W/THRD SLV NON-CAN 5.0MM |  | 3406 | PRODIGO1072552 |  | 72200882 | 72200882 | Smith & Nephew, Inc. | 5.0 MM OBTURATOR, CONICAL, BLUE | NA | 42294978 Endoscopic trocar or sheath or obturator or cannula |  |  | 5.0 mm Obturator, Conical, blue, used with REF 72201742 and 72202004 | OBTURATOR, ENDOSCOPIC, CONICAL, 5 MM, METAL HANDLE, WITH THREADED, NON-CANNULATED, BLUE, NON STERILE, LATEX | OBTURATOR, ENDOSCOPIC, CONICAL, 5 MM, METAL HANDLE, WITH THREADED, NON-CANNULATED, BLUE, NON STERILE, LATEX | OBTURATOR, ENDOSCP, CONCL, 5 MM, MTL HNDL, W/ THRD, NON-CANNULATED, BLU, NS, LTX | OBTURATOR, ENDOSCP, CONCL, 5 MM, MTL HNDL, NON-CANNULATED, BLU | 56 | OBTURATOR | ENDOSCOPIC | CONICAL |  |  | 5 MM |  |  |  |  | METAL HANDLE, WITH THREADED, NON-CANNULATED |  |  | BLUE | NON STERILE |  | LATEX |  |  | http://docs.exhausmed.com/DOCS/SMITHNEPHEW/2012/CATALOGUES/2012_CATALOG_SCREEN.PDF, https://accessgudid.nlm.nih.gov/devices/03596010590442 | 2012_CATALOG_SCREEN | [27 empty] | QC Completed | Production Completed
PDG | 016-249 |  | BHC | sourced | BHC | ok | CND | OK | Data Enrichment ¦ UNSPSC Classification | [12 empty] | 917 | 917 | SMITH AND NEPHEW ENDOSCOPY | SMITH & NEPHEW | SMITH & NEPHEW PLC | 72200884 | 72200884 | 72200884 | SMITH | 72200884 | 72200884 | SMITH_72200884 |  |  |  | OBTR MTL HNDL W/THRD SLV NON-CAN 4.5 |  | 3406 | PRODIGO1072553 |  | 72200884 | 72200884 | Smith & Nephew, Inc. | 4.5 MM OBTURATOR, CONICAL, GREEN | NA | 42294978 Endoscopic trocar or sheath or obturator or cannula |  |  | 4.5 mm Obturator, Conical, green, used with REF 72201741 and 72202003 | OBTURATOR, ENDOSCOPIC, CONICAL, 4.5 MM, METAL HANDLE, WITH THREADED, NON-CANNULATED, GREEN, NON STERILE, LATEX | OBTURATOR, ENDOSCOPIC, CONICAL, 4.5 MM, METAL HANDLE, WITH THREADED, NON-CANNULATED, GREEN, NON STERILE, LATEX | OBTURATOR, ENDOSCP, CONCL, 4.5 MM, MTL HNDL, W/ THRD, NON-CANNULATED, GRN, NS, LTX | OBTURATOR, ENDOSCP, CONCL, 4.5 MM, MTL HNDL, NON-CANNULATED, GRN | 58 | OBTURATOR | ENDOSCOPIC | CONICAL |  |  | 4.5 MM |  |  |  |  | METAL HANDLE, WITH THREADED, NON-CANNULATED |  |  | GREEN | NON STERILE |  | LATEX |  |  | http://docs.exhausmed.com/DOCS/SMITHNEPHEW/2012/CATALOGUES/2012_CATALOG_SCREEN.PDF, https://accessgudid.nlm.nih.gov/devices/03596010590459 | 2012_CATALOG_SCREEN | [27 empty] | QC Completed | Production Completed
PDG | 016-249 |  | BHC | sourced | BHC | ok | CND | OK | Data Enrichment ¦ UNSPSC Classification | [12 empty] | 918 | 918 | SMITH AND NEPHEW ENDOSCOPY | SMITH & NEPHEW | SMITH & NEPHEW PLC | 72201355 | 72201355 | 72201355 | SMITH | 72201355 | 72201355 | SMITH_72201355 |  |  |  | MTOOBTRTRCANNULATED DELRIN HDL 5.5MM |  | 3406 | PRODIGO1072554 |  | 72201355 | 72201355 | Smith & Nephew, Inc. | MTO REUSABLE OBTURATOR FOR 5.7 MM FLEXIBLE CANNULA | NA | 42294978 Endoscopic trocar or sheath or obturator or cannula |  |  | Reuseable Obturator for 5.7 mm Flexible Cannula (use with PN 7205360, 5.7 mm cannula) | OBTURATOR, ENDOSCOPIC, 5.5 MM, FOR 5.7 MM FLEXIBLE CANNULA, CANNULATED, DELRIN HANDLE, MTO, NON STERILE, LATEX, REUSABLE | OBTURATOR, ENDOSCOPIC, 5.5 MM, FOR 5.7 MM FLEXIBLE CANNULA, CANNULATED, DELRIN HANDLE, MTO, NON STERILE, LATEX, REUSABLE | OBTURATOR, ENDOSCP, 5.5 MM, FOR 5.7 MM FLX CANN, CANN, DELRIN HNDL, MTO, NS, LTX, REUSE | OBTURATOR, ENDOSCP, 5.5 MM, FOR 5.7 MM FLX, CANN, DELRIN HNDL | 56 | OBTURATOR | ENDOSCOPIC |  |  |  |  | 5.5 MM |  |  |  | FOR 5.7 MM FLEXIBLE CANNULA, CANNULATED, DELRIN HANDLE, MTO |  |  |  | NON STERILE |  | LATEX | REUSABLE |  | http://docs.exhausmed.com/DOCS/SMITHNEPHEW/2012/CATALOGUES/2012_CATALOG_SCREEN.PDF, https://accessgudid.nlm.nih.gov/devices/03596010645579 | 2012_CATALOG_SCREEN | [27 empty] | QC Completed | Production Completed
PDG | 016-249 |  | BHC | sourced | BHC | ok | CND | OK | Data Enrichment ¦ UNSPSC Classification | [12 empty] | 919 | 919 | SMITH AND NEPHEW ENDOSCOPY | SMITH & NEPHEW | SMITH & NEPHEW PLC | 72201735 | 72201735 | 72201735 | SMITH | 72201735 | 72201735 | SMITH_72201735 |  |  |  | PLUG BONE TUNNEL 5-6MM |  | 3406 | PRODIGO1072555 |  | 72201735 | 72201735 | Smith & Nephew, Inc. | 5 - 6 MM BONE TUNNEL PLUG | ACUFEX | 42296708 Surgical bone cement kit accessories |  |  | 5–6 mm bone tunnel plug | PLUG, TUNNEL, NON CANNULATED, XSMALL, 5-6 MM, FOR BONE CEMENT, POLYACETAL, NON STERILE, ACUFEX, LATEX | PLUG, TUNNEL, NON CANNULATED, XSMALL, 5-6 MM, FOR BONE CEMENT, POLYACETAL, NON STERILE, ACUFEX, LATEX | PLUG, TUNN, N CANN, XS, 5-6 MM, FOR BNE CEMENT, POLYACETAL, NS, ACUFEX, LTX | PLUG, TUNN, N CANN, XS, 5-6 MM, FOR BNE CEMENT, POLYACETAL, ACUFEX | 59 | PLUG | TUNNEL | NON CANNULATED | XSMALL |  | 5-6 MM |  |  |  |  | FOR BONE CEMENT | POLYACETAL |  |  | NON STERILE | ACUFEX | LATEX |  |  | http://docs.exhausmed.com/DOCS/SMITHNEPHEW/2012/CATALOGUES/2012_CATALOG_SCREEN.PDF, https://accessgudid.nlm.nih.gov/devices/23596010607090 | 2012_CATALOG_SCREEN | [27 empty] | QC Completed | Production Completed
PDG | 016-249 |  | BHC | third party | BHC |  | CND | OK | Data Enrichment ¦ UNSPSC Classification | [12 empty] | 920 | 920 | SMITH AND NEPHEW ENDOSCOPY | SMITH & NEPHEW | SMITH & NEPHEW PLC | 72202053 | 72202053 | 72202053 | SMITH | 72202053 | 72202053 | SMITH_72202053 |  |  |  | MTOOBTURTR ASSY 8.5MM X 45MM - 4.3 ID |  | 3406 | PRODIGO1072556 |  | 72202053 | 72202053 | Smith & Nephew, Inc. | MTO OBTURATOR ASSEMBLY 8.5 MM X 45 MM WITH 4.3 ID | NA | 42294978 Endoscopic trocar or sheath or obturator or cannula |  |  | MTO OBTURATOR ASSEMBLY 8.5 MM X 45 MM WITH 4.3 ID | OBTURATOR, ENDOSCOPIC, 8.5X45 MM, 4.3 MM, ASSEMBLY, MTO, NON STERILE, LATEX | OBTURATOR, ENDOSCOPIC, 8.5X45 MM, 4.3 MM, ASSEMBLY, MTO, NON STERILE, LATEX | OBTURATOR, ENDOSCP, 8.5X45 MM, 4.3 MM, ASMBLY, MTO, NS, LTX | OBTURATOR, ENDOSCP, 8.5X45 MM, 4.3 MM, ASMBLY, MTO, NS, LTX | 52 | OBTURATOR | ENDOSCOPIC |  |  |  | 8.5X45 MM | 4.3 MM |  |  |  | ASSEMBLY, MTO |  |  |  | NON STERILE |  | LATEX |  |  | https://accessgudid.nlm.nih.gov/devices/00885554015560 | [28 empty] | QC Completed | Production Completed
PDG | 016-249 |  | BHC | third party | BHC |  | CND | OK | Data Enrichment ¦ UNSPSC Classification | [12 empty] | 921 | 921 | SMITH AND NEPHEW ENDOSCOPY | SMITH & NEPHEW | SMITH & NEPHEW PLC | 72202507 | 72202507 | 72202507 | SMITH | 72202507 | 72202507 | SMITH_72202507 |  |  |  | MTO SCREW SOFTSILK 1.5 10 X 20 STERILE |  | 3406 | PRODIGO1072557 |  | 72202507 | 72202507 | Smith & Nephew, Inc. | MTO SCREW SOFTSILK 1.5 10 X 20 STERILE | SOFTSILK | 42322201 Interference screws |  |  | MTO SCREW SOFTSILK 1.5 10 X 20 STERILE | SCREW, INTERFERENCE, 10X20 MM, 1.5 MM, GUIDEWIRE, MTO, STERILE, SOFTSILK, LATEX | SCREW, INTERFERENCE, 10X20 MM, 1.5 MM, GUIDEWIRE, MTO, STERILE, SOFTSILK, LATEX | SCREW, INTRF, 10X20 MM, 1.5 MM, GUIDEWIRE, MTO, STRL, SOFTSILK, LTX | SCREW, INTRF, 10X20 MM, 1.5 MM, GUIDEWIRE, MTO, STRL, SOFTSILK, LTX | 59 | SCREW | INTERFERENCE |  |  |  | 10X20 MM | 1.5 MM |  |  |  | GUIDEWIRE, MTO |  |  |  | STERILE | SOFTSILK | LATEX |  |  | https://accessgudid.nlm.nih.gov/devices/00885554016826 | [28 empty] | QC Completed | Production Completed
PDG | 016-249 |  | BHC | third party | BHC |  | CND | OK | Data Enrichment ¦ UNSPSC Classification | [12 empty] | 922 | 922 | SMITH AND NEPHEW ENDOSCOPY | SMITH & NEPHEW | SMITH & NEPHEW PLC | 72202807 | 72202807 | 72202807 | SMITH | 72202807 | 72202807 | SMITH_72202807 |  |  |  | GUIDEWIRE CANNFLEX9 BLUNT TIP |  | 3406 | PRODIGO1072558 |  | 72202807 | 72202807 | Smith & Nephew, Inc. | GUIDEWIRE CANNFLEX 9 BLUNT TIP | CANNU-FLEX | 42321501 Surgical wires |  |  | GUIDEWIRE CANNFLEX 9 BLUNT TIP | GUIDEWIRE, ORTHOPEDIC, BLUNT TIP, 9 IN, STERILE, CANNU-FLEX, LATEX | GUIDEWIRE, ORTHOPEDIC, BLUNT TIP, 9 IN, STERILE, CANNU-FLEX, LATEX | GUIDEWIRE, ORTHOPEDIC, BLNT TIP, 9 IN, STRL, CANNFLX, LTX | GUIDEWIRE, ORTHOPEDIC, BLNT TIP, 9 IN, STRL, CANNFLX, LTX | 51 | GUIDEWIRE | ORTHOPEDIC | BLUNT TIP |  |  | 9 IN | [8 empty] | STERILE | CANNU-FLEX | LATEX |  |  | https://accessgudid.nlm.nih.gov/devices/00885554000153 | [28 empty] | QC Completed | Production Completed
PDG | 016-249 |  | BHC | third party | BHC |  | CND | OK | Data Enrichment ¦ UNSPSC Classification | [12 empty] | 923 | 923 | SMITH AND NEPHEW ENDOSCOPY | SMITH & NEPHEW | SMITH & NEPHEW PLC | 72202871 | 72202871 | 72202871 | SMITH | 72202871 | 72202871 | SMITH_72202871 |  |  |  | PIN 2.4MM SHOULDER |  | 3406 | PRODIGO1072560 |  | 72202871 | 72202871 | Smith & Nephew, Inc. | PIN 2.4 MM SHOULDER | NA | 42291701 Surgical hand or twist drills or drill kits |  |  | PIN 2.4 MM SHOULDER | PIN, DRILL, 2.4 MM, SHOULDER, STERILE, LATEX | PIN, DRILL, 2.4 MM, SHOULDER, STERILE, LATEX | PIN, DRL, 2.4 MM, SHLDR, STRL, LTX | PIN, DRL, 2.4 MM, SHLDR, STRL, LTX | 29 | PIN | DRILL |  |  |  | 2.4 MM |  |  |  | SHOULDER |  |  |  |  | STERILE |  | LATEX |  |  | https://accessgudid.nlm.nih.gov/devices/00885554000320 | [28 empty] | QC Completed | Production Completed
PDG | 016-249 |  | BHC | third party | BHC |  | CND | OK | Data Enrichment ¦ UNSPSC Classification | [12 empty] | 924 | 924 | SMITH AND NEPHEW ENDOSCOPY | SMITH & NEPHEW | SMITH & NEPHEW PLC | 72202879 | 72202879 | 72202879 | SMITH | 72202879 | 72202879 | SMITH_72202879 |  |  |  | DRILL FIXATION POST STER BX OF 1 |  | 3406 | PRODIGO1072561 |  | 72202879 | 72202879 | Smith & Nephew, Inc. | DRILL FIXATION POSTERIOR STERILE BX OF 1 | NA | 42295209 Surgical drill bits |  |  | Drill Bit, Sterile, Single-Use, For 2.4 mm Fixation Posterior | BIT, DRILL, FOR 2.4 MM FIXATION POSTERIOR, STERILE, LATEX, DISPOSABLE | BIT, DRILL, FOR 2.4 MM FIXATION POSTERIOR, STERILE, LATEX, DISPOSABLE | BIT, DRL, FOR 2.4 MM FIX POST, STRL, LTX, DISP | BIT, DRL, FOR 2.4 MM FIX POST, STRL, LTX, DISP | 41 | BIT | DRILL | [8 empty] | FOR 2.4 MM FIXATION POSTERIOR |  |  |  | STERILE |  | LATEX | DISPOSABLE | BX OF 1 | https://www.westcmr.com/72202879-we1-72202879, https://accessgudid.nlm.nih.gov/devices/00885554000306 | [28 empty] | QC Completed | Production Completed
PDG | 016-249 |  | BHC | sourced | BHC | ok | CND | OK | Data Enrichment ¦ UNSPSC Classification | [12 empty] | 925 | 925 | SMITH AND NEPHEW ENDOSCOPY | SMITH & NEPHEW | SMITH & NEPHEW PLC | 72202881 | 72202881 | 72202881 | SMITH | 72202881 | 72202881 | SMITH_72202881 |  |  |  | WIRE GUIDE 2.0mm |  | 3406 | PRODIGO1072562 |  | 72202881 | 72202881 | Smith & Nephew, Inc. | SCREW GUIDE WIRE, 2 MM X 12 INCH 30CM, BLUNT TIP, STERILE 6 PER PACKAGE | CANNU-FLEX | 42321501 Surgical wires |  |  | CANNU-FLEX Screw Guide Wire, 2 mm x 12 in (30 cm), blunt tip, sterile (6 per package | GUIDEWIRE, ORTHOPEDIC, SCREW, 2 MMX12 IN, BLUNT TIP, STERILE, CANNU-FLEX, LATEX | GUIDEWIRE, ORTHOPEDIC, SCREW, 2 MMX12 IN, BLUNT TIP, STERILE, CANNU-FLEX, LATEX | GUIDEWIRE, ORTHOPEDIC, SCREW, 2 MMX12 IN, BLNT TIP, STRL, CANNFLX, LTX | GUIDEWIRE, ORTHOPEDIC, SCREW, 2 MMX12 IN, BLNT TIP, STRL, CANNFLX | 59 | GUIDEWIRE | ORTHOPEDIC | SCREW |  |  | 2 MMX12 IN |  |  |  |  | BLUNT TIP |  |  |  | STERILE | CANNU-FLEX | LATEX |  |  | http://docs.exhausmed.com/DOCS/SMITHNEPHEW/2012/CATALOGUES/2012_CATALOG_SCREEN.PDF, https://accessgudid.nlm.nih.gov/devices/00885554000337 | 2012_CATALOG_SCREEN | [27 empty] | QC Completed | Production Completed
PDG | 016-249 |  | BHC | sourced | BHC | ok | CND | OK | Data Enrichment ¦ UNSPSC Classification | [12 empty] | 926 | 926 | SMITH AND NEPHEW ENDOSCOPY | SMITH & NEPHEW | SMITH & NEPHEW PLC | 72204134 | 72204134 | 72204134 | SMITH | 72204134 | 72204134 | SMITH_72204134 |  |  |  | THIGH STABILIZATION KIT |  | 3406 | PRODIGO1072563 |  | 72204134 | 72204134 | Smith & Nephew, Inc. | THIGH STABILIZATION KIT CASE OF 10 | NA | 42295111 Operating room patient positioning devices for general use |  |  | Thigh Stabilization Kit, case of 10 | STABILIZATION KIT, THIGH, STERILE, LATEX, DISPOSABLE | STABILIZATION KIT, THIGH, STERILE, LATEX, DISPOSABLE | STABILIZATION KIT, THGH, STRL, LTX, DISP | STABILIZATION KIT, THGH, STRL, LTX, DISP | 36 | STABILIZATION KIT |  | THIGH | [11 empty] | STERILE |  | LATEX | DISPOSABLE | CASE OF 10 | https://smith-nephew.stylelabs.cloud/api/public/content/9a90f50b785c418c8a4356788c8febe7?v=82c97959&download=true, https://accessgudid.nlm.nih.gov/devices/00885554036541 | 05277_V3_SPIDER2_Brochure_digital_0121_pdf_906460 | [27 empty] | QC Completed | Production Completed
PDG | 016-249 |  | BHC | sourced | BHC | ok | CND | OK | Data Enrichment ¦ UNSPSC Classification | [12 empty] | 927 | 927 | SMITH AND NEPHEW ENDOSCOPY | SMITH & NEPHEW | SMITH & NEPHEW PLC | 72204983 | 72204983 | 72204983 | SMITH | 72204983 | 72204983 | SMITH_72204983 |  |  |  | MICRPTR RGNSRB STR ANCHR W/1ULTRBRDSTRBL |  | 3406 | PRODIGO1072564 |  | 72204983 | 72204983 | Smith & Nephew, Inc. | MICRORAPTOR REGENESORB SUTURE ANCHOR WITH ONE ULTRABRAID No.1 SUTURE BLUE | MICRORAPTOR | 42322203 Suture anchors |  |  | MICRORAPTOR REGENESORB Suture Anchor with one ULTRABRAID (1) Suture (blue) | ANCHOR, SUTURE, WITH ONE ULTRABRAID SUTURE, BLUE, STERILE, MICRORAPTOR REGENESORB, LATEX | ANCHOR, SUTURE, WITH ONE ULTRABRAID SUTURE, BLUE, STERILE, MICRORAPTOR REGENESORB, LATEX | ANCHOR, SUTURE, W/ 1 ULTRABRAID SUTURE, BLU, STRL, MICRORAPTOR REGENESORB, LTX | ANCHOR, SUTURE, BLU, MICRORAPTOR REGENESORB | 40 | ANCHOR | SUTURE | [8 empty] | WITH ONE ULTRABRAID SUTURE |  |  | BLUE | STERILE | MICRORAPTOR REGENESORB | LATEX |  |  | https://smith-nephew.stylelabs.cloud/api/public/content/e8fbad44ad914521acbae54dca6edd23?v=120894bf&download=true, https://accessgudid.nlm.nih.gov/devices/00885556710302 | sho18_14599_v1_regenesorb_material_brochure | [27 empty] | QC Completed | Production Completed
PDG | 016-249 |  | BHC | sourced | BHC | ok | CND | OK | Data Enrichment ¦ UNSPSC Classification | [12 empty] | 928 | 928 | SMITH AND NEPHEW ENDOSCOPY | SMITH & NEPHEW | SMITH & NEPHEW PLC | 72204984 | 72204984 | 72204984 | SMITH | 72204984 | 72204984 | SMITH_72204984 |  |  |  | MICRORAPTOR RGNSB SA UB II #1 STR BL CB |  | 3406 | PRODIGO1072565 |  | 72204984 | 72204984 | Smith & Nephew, Inc. | MICRORAPTOR REGENESORB SUTURE ANCHOR WITH ONE ULTRABRAID No.1 SUTURE BLUE COBRAID | MICRORAPTOR | 42322203 Suture anchors |  |  | MICRORAPTOR REGENESORB Suture Anchor with one ULTRABRAID (1) Suture (blue cobraid) | ANCHOR, SUTURE, WITH ONE ULTRABRAID SUTURE, COBRAID, BLUE, STERILE, MICRORAPTOR REGENESORB, LATEX | ANCHOR, SUTURE, WITH ONE ULTRABRAID SUTURE, COBRAID, BLUE, STERILE, MICRORAPTOR REGENESORB, LATEX | ANCHOR, SUTURE, W/ 1 ULTRABRAID SUTURE, COBRAID, BLU, STRL, MICRORAPTOR REGENESORB, LTX | ANCHOR, SUTURE, COBRAID, BLU, MICRORAPTOR REGENESORB | 48 | ANCHOR | SUTURE | [8 empty] | WITH ONE ULTRABRAID SUTURE, COBRAID |  |  | BLUE | STERILE | MICRORAPTOR REGENESORB | LATEX |  |  | https://smith-nephew.stylelabs.cloud/api/public/content/e8fbad44ad914521acbae54dca6edd23?v=120894bf&download=true, https://accessgudid.nlm.nih.gov/devices/00885556710319 | sho18_14599_v1_regenesorb_material_brochure | [27 empty] | QC Completed | Production Completed
PDG | 016-249 |  | BHC | sourced | BHC | ok | CND | OK | Data Enrichment ¦ UNSPSC Classification | [12 empty] | 929 | 929 | SMITH AND NEPHEW ENDOSCOPY | SMITH & NEPHEW | SMITH & NEPHEW PLC | 72204988 | 72204988 | 72204988 | SMITH | 72204988 | 72204988 | SMITH_72204988 |  |  |  | MICRORAPTOR DRILL |  | 3406 | PRODIGO1072566 |  | 72204988 | 72204988 | Smith & Nephew, Inc. | MICRORAPTOR DRILL | MICRORAPTOR | 42295202 Surgical pneumatic or battery or electric saws or drills or pin drivers |  |  | MICRORAPTOR Drill, 1.6mm | DRILL, SURGICAL, 1.6 MM, STERILE, MICRORAPTOR, LATEX | DRILL, SURGICAL, 1.6 MM, STERILE, MICRORAPTOR, LATEX | DRILL, SURG, 1.6 MM, STRL, MICRORAPTOR, LTX | DRILL, SURG, 1.6 MM, STRL, MICRORAPTOR, LTX | 38 | DRILL | SURGICAL |  |  |  | 1.6 MM | [8 empty] | STERILE | MICRORAPTOR | LATEX |  |  | https://smith-nephew-delivery.stylelabs.cloud/api/public/content/b5e7e71212564bafaab3a15672d62d43?v=82a7d879&download=true, https://accessgudid.nlm.nih.gov/devices/00885556710296 | 15213_V4_MICRORAPTOR_ReferenceGuide_Flo_1219 | [27 empty] | QC Completed | Production Completed
PDG | 016-249 |  | BHC | unsourced | BHC |  | CND | OK | Data Enrichment ¦ UNSPSC Classification | [12 empty] | 930 | 930 | SMITH AND NEPHEW ENDOSCOPY | SMITH & NEPHEW | SMITH & NEPHEW PLC | 72205012 | 72205012 | 72205012 | SMITH | 72205012 | 72205012 | SMITH_72205012 |  |  |  | SLEEVE 5 X 12 STERILE |  | 3406 | PRODIGO1072567 | [6 empty] | 42131709 Surgical sleeves |  |  | SLEEVE 5 X 12 STERILE | SLEEVE, SURGICAL, 5X12 MM, STERILE | SLEEVE, SURGICAL, 5X12 MM, STERILE | SLEEVE, SURG, 5X12 MM, STRL | SLEEVE, SURG, 5X12 MM, STRL | 24 | SLEEVE | SURGICAL |  |  |  | 5X12 MM | [8 empty] | STERILE |  |  |  |  | url not found | [28 empty] | QC Completed | Production Completed
PDG | 016-249 |  | BHC | sourced | BHC | ok | CND | OK | Data Enrichment ¦ UNSPSC Classification | [12 empty] | 931 | 931 | SMITH AND NEPHEW ENDOSCOPY | SMITH & NEPHEW | SMITH & NEPHEW PLC | 72205107 | 72205107 | 72205107 | SMITH | 72205107 | 72205107 | SMITH_72205107 |  |  |  | 3.5MM SYNOVATOR PLAT BLD |  | 3406 | PRODIGO1072568 |  | 72205107 | 72205107 | Smith & Nephew, Inc. | 3.5MM SYNOVATOR PLATINUM BLADE | DYONICS | 42294957 Endoscopic shaver blades |  |  | 3.5MM SYNOVATOR PLATINUM BLADE | BLADE, SHAVER, 3.5 MM, PLATINUM, STERILE, DYONICS, SYNOVATOR, LATEX | BLADE, SHAVER, 3.5 MM, PLATINUM, STERILE, DYONICS, SYNOVATOR, LATEX | BLADE, SHAVER, 3.5 MM, PLAT, STRL, DYONICS, SYNOVATOR, LTX | BLADE, SHAVER, 3.5 MM, PLAT, STRL, DYONICS, SYNOVATOR, LTX | 51 | BLADE | SHAVER |  |  |  | 3.5 MM | [5 empty] | PLATINUM |  |  | STERILE | DYONICS, SYNOVATOR | LATEX |  |  | https://accessgudid.nlm.nih.gov/devices/00885556708880 | [28 empty] | QC Completed | Production Completed
PDG | 016-249 |  | BHC | sourced | BHC | ok | CND | OK | Data Enrichment ¦ UNSPSC Classification | [12 empty] | 932 | 932 | SMITH AND NEPHEW ENDOSCOPY | SMITH & NEPHEW | SMITH & NEPHEW PLC | 72205267 | 72205267 | 72205267 | SMITH | 72205267 | 72205267 | SMITH_72205267 |  |  |  | MICRORAPTOR™ Drill Hard Bone |  | 3406 | PRODIGO1072570 |  | 72205267 | 72205267 | Smith & Nephew, Inc. | DRILL MICRORAPTOR HARD BONE 1.8MM | MICRORAPTOR | 42295202 Surgical pneumatic or battery or electric saws or drills or pin drivers |  |  | MICRORAPTOR Drill, Hard Bone, 1.8mm | DRILL, SURGICAL, 1.8 MM, HARD BONE, STERILE, MICRORAPTOR, LATEX | DRILL, SURGICAL, 1.8 MM, HARD BONE, STERILE, MICRORAPTOR, LATEX | DRILL, SURG, 1.8 MM, HRD BNE, STRL, MICRORAPTOR, LTX | DRILL, SURG, 1.8 MM, HRD BNE, STRL, MICRORAPTOR, LTX | 46 | DRILL | SURGICAL |  |  |  | 1.8 MM |  |  |  |  | HARD BONE |  |  |  | STERILE | MICRORAPTOR | LATEX |  |  | https://smith-nephew-delivery.stylelabs.cloud/api/public/content/b5e7e71212564bafaab3a15672d62d43?v=82a7d879&download=true, https://accessgudid.nlm.nih.gov/devices/00885556736234 | 15213_V4_MICRORAPTOR_ReferenceGuide_Flo_1219 | [27 empty] | QC Completed | Production Completed
PDG | 016-249 |  | BHC | sourced | BHC | ok | CND | OK | Data Enrichment ¦ UNSPSC Classification | [12 empty] | 933 | 933 | SMITH AND NEPHEW ENDOSCOPY | SMITH & NEPHEW | SMITH & NEPHEW PLC | 72205315 | 72205315 | 72205315 | SMITH | 72205315 | 72205315 | SMITH_72205315 |  |  |  | CAP-FIX BLADE CURVED HANDLE |  | 3406 | PRODIGO1072571 |  | 72205315 | 72205315 | Smith & Nephew, Inc. | CAP-FIX BLADE CURVED HANDLE | CAP-FIX | 42294906 Endoscopic cutting instruments |  |  | CAP-FIX Blade, Curved, with Handle | BLADE, ENDOSCOPIC, CURVED, WITH HANDLE, STERILE, CAP-FIX, LATEX | BLADE, ENDOSCOPIC, CURVED, WITH HANDLE, STERILE, CAP-FIX, LATEX | BLADE, ENDOSCP, CRV, W/ HNDL, STRL, CAP-FIX, LTX | BLADE, ENDOSCP, CRV, W/ HNDL, STRL, CAP-FIX, LTX | 42 | BLADE | ENDOSCOPIC | CURVED | [7 empty] | WITH HANDLE |  |  |  | STERILE | CAP-FIX | LATEX |  |  | https://smith-nephew-delivery.stylelabs.cloud/api/public/content/31451-CAP-FIX?v=9861da8e&download=true, https://accessgudid.nlm.nih.gov/devices/00885556760758 | 31451-V1-CAPFIX-Family-BRO-digital-0921 | [27 empty] | QC Completed | Production Completed
PDG | 016-249 |  | BHC | third party | BHC |  | CND | OK | Data Enrichment ¦ UNSPSC Classification | [12 empty] | 934 | 934 | SMITH AND NEPHEW ENDOSCOPY | SMITH & NEPHEW | SMITH & NEPHEW PLC | 72205353 | 72205353 | 72205353 | SMITH | 72205353 | 72205353 | SMITH_72205353 |  |  |  | DAY TUBE SET DOUBLEFLO PUMP |  | 3406 | PRODIGO1072573 | [6 empty] | 42296402 Endoscopic fluid management systems or accessories |  |  | DOUBLEFLO DAY TUBE SET | TUBE SET, PUMP, PATIENT, DAY, STERILE, DOUBLEFLO, LATEX | TUBE SET, PUMP, PATIENT, DAY, STERILE, DOUBLEFLO, LATEX | TUBE SET, PMP, PT, DAY, STRL, DOUBLEFLO, LTX | TUBE SET, PMP, PT, DAY, STRL, DOUBLEFLO, LTX | 38 | TUBE SET |  | PUMP | [7 empty] | PATIENT, DAY |  |  |  | STERILE | DOUBLEFLO | LATEX |  |  | https://fda.report/GUDID/23661379195493 | [28 empty] | QC Completed | Production Completed
PDG | 016-249 |  | BHC | third party | BHC |  | CND | OK | Data Enrichment ¦ UNSPSC Classification | [12 empty] | 935 | 935 | SMITH AND NEPHEW ENDOSCOPY | SMITH & NEPHEW | SMITH & NEPHEW PLC | 72205354 | 72205354 | 72205354 | SMITH | 72205354 | 72205354 | SMITH_72205354 |  |  |  | PATIENT INTERMEDIATE TUBE SET DBLFLO PMP |  | 3406 | PRODIGO1072574 | [6 empty] | 42296402 Endoscopic fluid management systems or accessories |  |  | Patient Tube Set, Sterile, Single-Use, For Inflow/Outflow Pump DoubleFlo System, Simplify your Workflow with an Integrated Fluid Management System | TUBE SET, INFLOW, OUTFLOW PUMP, PATIENT, STERILE, DOUBLEFLO, LATEX, DISPOSABLE | TUBE SET, INFLOW, OUTFLOW PUMP, PATIENT, STERILE, DOUBLEFLO, LATEX, DISPOSABLE | TUBE SET, INFLO, OUTFLO PMP, PT, STRL, DOUBLEFLO, LTX, DISP | TUBE SET, INFLO, OUTFLO PMP, PT, STRL, DOUBLEFLO, LTX, DISP | 52 | TUBE SET |  | INFLOW, OUTFLOW PUMP | [7 empty] | PATIENT |  |  |  | STERILE | DOUBLEFLO | LATEX | DISPOSABLE |  | https://www.westcmr.com/72205354-we1-72205354 | [28 empty] | QC Completed | Production Completed
PDG | 016-249 |  | BHC | third party | BHC |  | CND | OK | Data Enrichment ¦ UNSPSC Classification | [12 empty] | 936 | 936 | SMITH AND NEPHEW ENDOSCOPY | SMITH & NEPHEW | SMITH & NEPHEW PLC | 72205355 | 72205355 | 72205355 | SMITH | 72205355 | 72205355 | SMITH_72205355 |  |  |  | COMPLETE INFLOW TUBE SET DBLFLO PUMP |  | 3406 | PRODIGO1072575 | [6 empty] | 42296402 Endoscopic fluid management systems or accessories |  |  | DOUBLEFLO INFLOW TUBE SET | TUBE SET, INFLOW PUMP, PATIENT, COMPLETE, STERILE, DOUBLEFLO, LATEX | TUBE SET, INFLOW PUMP, PATIENT, COMPLETE, STERILE, DOUBLEFLO, LATEX | TUBE SET, INFLO PMP, PT, COMPLETE, STRL, DOUBLEFLO, LTX | TUBE SET, INFLO PMP, PT, COMPLETE, STRL, DOUBLEFLO, LTX | 49 | TUBE SET |  | INFLOW PUMP | [7 empty] | PATIENT, COMPLETE |  |  |  | STERILE | DOUBLEFLO | LATEX |  |  | https://www.esutures.com/product/0-in-date/34-smith--nephew/566-tubing/46388121-smith--nephew-doubleflo-inflow-tube-set-72205355/ | [28 empty] | QC Completed | Production Completed
PDG | 016-249 |  | BHC | third party | BHC |  | CND | OK | Data Enrichment ¦ UNSPSC Classification | [12 empty] | 937 | 937 | SMITH AND NEPHEW ENDOSCOPY | SMITH & NEPHEW | SMITH & NEPHEW PLC | 72205356 | 72205356 | 72205356 | SMITH | 72205356 | 72205356 | SMITH_72205356 |  |  |  | OUTFLOW TUBE SET DOUBLEFLO PUMP |  | 3406 | PRODIGO1072576 | [6 empty] | 42296402 Endoscopic fluid management systems or accessories |  |  | DOUBLEFLO OUTFLOW TUBE SET | TUBE SET, OUTFLOW PUMP, PATIENT, STERILE, DOUBLEFLO, LATEX | TUBE SET, OUTFLOW PUMP, PATIENT, STERILE, DOUBLEFLO, LATEX | TUBE SET, OUTFLO PMP, PT, STRL, DOUBLEFLO, LTX | TUBE SET, OUTFLO PMP, PT, STRL, DOUBLEFLO, LTX | 41 | TUBE SET |  | OUTFLOW PUMP | [7 empty] | PATIENT |  |  |  | STERILE | DOUBLEFLO | LATEX |  |  | https://fda.report/GUDID/23661379195530 | [28 empty] | QC Completed | Production Completed
PDG | 016-249 |  | BHC | third party | BHC |  | CND | OK | Data Enrichment ¦ UNSPSC Classification | [12 empty] | 938 | 938 | SMITH AND NEPHEW ENDOSCOPY | SMITH & NEPHEW | SMITH & NEPHEW PLC | 72205428 | 72205428 | 72205428 | SMITH | 72205428 | 72205428 | SMITH_72205428 |  |  |  | MINITAPE BLUE STR NDL ASSY |  | 3406 | PRODIGO1072577 | [6 empty] | 42312201 Sutures |  |  | UHMWPE Size 2 blue braid 1 needle 40 in Smith and Nephew | SUTURE, NON ABSORBABLE, BRAIDED, 2, 40 IN, MINITAPE, STRAIGHT, ONE NEEDLE ASSEMBLY, HIGH STRENGTH, POLYETHYLENE, BLUE, STERILE, ULTRABRAID, LATEX | SUTURE, NON ABSORBABLE, BRAIDED, 2, 40 IN, MINITAPE, STRAIGHT, ONE NEEDLE ASSEMBLY, HIGH STRENGTH, POLYETHYLENE, BLUE, STERILE, ULTRABRAID, LATEX | SUTURE, N ABSRB, BRAIDED, 2, 40 IN, MINITAPE, STR, 1 NDL ASMBLY, HI STRENGTH, POLYETH, BLU, STRL, ULTRABRAID, LTX | SUTURE, N ABSRB, BRAIDED, 2, 40 IN, MINITAPE, STR, ULTRABRAID | 54 | SUTURE | NON ABSORBABLE | BRAIDED | 2 |  | 40 IN |  |  |  |  | MINITAPE, STRAIGHT, ONE NEEDLE ASSEMBLY, HIGH STRENGTH | POLYETHYLENE |  | BLUE | STERILE | ULTRABRAID | LATEX |  |  | https://accessgudid.nlm.nih.gov/devices/24026704735185 | [28 empty] | QC Completed | Production Completed
PDG | 016-249 |  | BHC | third party | BHC |  | CND | OK | Data Enrichment ¦ UNSPSC Classification | [12 empty] | 939 | 939 | SMITH AND NEPHEW ENDOSCOPY | SMITH & NEPHEW | SMITH & NEPHEW PLC | 72205429 | 72205429 | 72205429 | SMITH | 72205429 | 72205429 | SMITH_72205429 |  |  |  | ULTRABRAID (#5) CO-BRAID CVD NDL ASSY |  | 3406 | PRODIGO1072578 | [6 empty] | 42312201 Sutures |  |  | UHMWPE size 5 white/blue multicolor braid 1 needle 40 in Smith and Nephew | SUTURE, NON ABSORBABLE, BRAIDED, 5, 40 IN, MINITAPE, CURVED, ONE NEEDLE ASSEMBLY, HIGH STRENGTH, CO-BRAID, POLYETHYLENE, WHITE, BLUE, STERILE, ULTRABRAID, LATEX | SUTURE, NON ABSORBABLE, BRAIDED, 5, 40 IN, MINITAPE, CURVED, ONE NEEDLE ASSEMBLY, HIGH STRENGTH, CO-BRAID, POLYETHYLENE, WHITE, BLUE, STERILE, ULTRABRAID, LATEX | SUTURE, N ABSRB, BRAIDED, 5, 40 IN, MINITAPE, CRV, 1 NDL ASMBLY, HI STRENGTH, CO-BRAID, POLYETH, WHT, BLU, STRL, ULTRABRAID, LTX | SUTURE, N ABSRB, BRAIDED, 5, 40 IN, MINITAPE, CRV, WHT, ULTRABRAID | 58 | SUTURE | NON ABSORBABLE | BRAIDED | 5 |  | 40 IN |  |  |  |  | MINITAPE, CURVED, ONE NEEDLE ASSEMBLY, HIGH STRENGTH, CO-BRAID | POLYETHYLENE |  | WHITE, BLUE | STERILE | ULTRABRAID | LATEX |  |  | https://accessgudid.nlm.nih.gov/devices/34026704735250 | [28 empty] | QC Completed | Production Completed
PDG | 016-249 |  | BHC | third party | BHC |  | CND | OK | Data Enrichment ¦ UNSPSC Classification | [12 empty] | 940 | 940 | SMITH AND NEPHEW ENDOSCOPY | SMITH & NEPHEW | SMITH & NEPHEW PLC | 72205430 | 72205430 | 72205430 | SMITH | 72205430 | 72205430 | SMITH_72205430 |  |  |  | ULTRABRAID (#5) WHITE CVD NDL ASSY |  | 3406 | PRODIGO1072579 | [6 empty] | 42312201 Sutures |  |  | UHMWPE size 5 white braid 1 needle 40 in Smith and Nephew | SUTURE, NON ABSORBABLE, BRAIDED, 5, 40 IN, MINITAPE, CURVED, ONE NEEDLE ASSEMBLY, HIGH STRENGTH, CO-BRAID, POLYETHYLENE, WHITE, STERILE, ULTRABRAID, LATEX | SUTURE, NON ABSORBABLE, BRAIDED, 5, 40 IN, MINITAPE, CURVED, ONE NEEDLE ASSEMBLY, HIGH STRENGTH, CO-BRAID, POLYETHYLENE, WHITE, STERILE, ULTRABRAID, LATEX | SUTURE, N ABSRB, BRAIDED, 5, 40 IN, MINITAPE, CRV, 1 NDL ASMBLY, HI STRENGTH, CO-BRAID, POLYETH, WHT, STRL, ULTRABRAID, LTX | SUTURE, N ABSRB, BRAIDED, 5, 40 IN, MINITAPE, CRV, WHT, ULTRABRAID | 58 | SUTURE | NON ABSORBABLE | BRAIDED | 5 |  | 40 IN |  |  |  |  | MINITAPE, CURVED, ONE NEEDLE ASSEMBLY, HIGH STRENGTH, CO-BRAID | POLYETHYLENE |  | WHITE | STERILE | ULTRABRAID | LATEX |  |  | https://accessgudid.nlm.nih.gov/devices/24026704735260 | [28 empty] | QC Completed | Production Completed
PDG | 016-249 |  | BHC | third party | BHC |  | CND | OK | Data Enrichment ¦ UNSPSC Classification | [12 empty] | 941 | 941 | SMITH AND NEPHEW ENDOSCOPY | SMITH & NEPHEW | SMITH & NEPHEW PLC | 72205431 | 72205431 | 72205431 | SMITH | 72205431 | 72205431 | SMITH_72205431 |  |  |  | ULTRABRAID (#5) CO-BRAID STR NDL ASSY |  | 3406 | PRODIGO1072580 | [6 empty] | 42312201 Sutures |  |  | UHMWPE size 5 white/blue multicolor braid 1 needle 40 in Smith and Nephew | SUTURE, NON ABSORBABLE, BRAIDED, 5, 40 IN, MINITAPE, STRAIGHT, ONE NEEDLE ASSEMBLY, HIGH STRENGTH, CO-BRAID, POLYETHYLENE, WHITE, BLUE, STERILE, ULTRABRAID, LATEX | SUTURE, NON ABSORBABLE, BRAIDED, 5, 40 IN, MINITAPE, STRAIGHT, ONE NEEDLE ASSEMBLY, HIGH STRENGTH, CO-BRAID, POLYETHYLENE, WHITE, BLUE, STERILE, ULTRABRAID, LATEX | SUTURE, N ABSRB, BRAIDED, 5, 40 IN, MINITAPE, STR, 1 NDL ASMBLY, HI STRENGTH, CO-BRAID, POLYETH, WHT, BLU, STRL, ULTRABRAID, LTX | SUTURE, N ABSRB, BRAIDED, 5, 40 IN, MINITAPE, STR, WHT, ULTRABRAID | 58 | SUTURE | NON ABSORBABLE | BRAIDED | 5 |  | 40 IN |  |  |  |  | MINITAPE, STRAIGHT, ONE NEEDLE ASSEMBLY, HIGH STRENGTH, CO-BRAID | POLYETHYLENE |  | WHITE, BLUE | STERILE | ULTRABRAID | LATEX |  |  | https://accessgudid.nlm.nih.gov/devices/24026704735277 | [28 empty] | QC Completed | Production Completed
PDG | 016-249 |  | BHC | third party | BHC |  | CND | OK | Data Enrichment ¦ UNSPSC Classification | [12 empty] | 942 | 942 | SMITH AND NEPHEW ENDOSCOPY | SMITH & NEPHEW | SMITH & NEPHEW PLC | 72205432 | 72205432 | 72205432 | SMITH | 72205432 | 72205432 | SMITH_72205432 |  |  |  | ULTRABRAID (#5) WHITE STR NDL ASSY |  | 3406 | PRODIGO1072581 | [6 empty] | 42312201 Sutures |  |  | UHMWPE size 5 white braid 1 needle 40 in Smith and Nephew | SUTURE, NON ABSORBABLE, BRAIDED, 5, 40 IN, MINITAPE, STRAIGHT, ONE NEEDLE ASSEMBLY, HIGH STRENGTH, CO-BRAID, POLYETHYLENE, WHITE, STERILE, ULTRABRAID, LATEX | SUTURE, NON ABSORBABLE, BRAIDED, 5, 40 IN, MINITAPE, STRAIGHT, ONE NEEDLE ASSEMBLY, HIGH STRENGTH, CO-BRAID, POLYETHYLENE, WHITE, STERILE, ULTRABRAID, LATEX | SUTURE, N ABSRB, BRAIDED, 5, 40 IN, MINITAPE, STR, 1 NDL ASMBLY, HI STRENGTH, CO-BRAID, POLYETH, WHT, STRL, ULTRABRAID, LTX | SUTURE, N ABSRB, BRAIDED, 5, 40 IN, MINITAPE, STR, WHT, ULTRABRAID | 58 | SUTURE | NON ABSORBABLE | BRAIDED | 5 |  | 40 IN |  |  |  |  | MINITAPE, STRAIGHT, ONE NEEDLE ASSEMBLY, HIGH STRENGTH, CO-BRAID | POLYETHYLENE |  | WHITE | STERILE | ULTRABRAID | LATEX |  |  | https://accessgudid.nlm.nih.gov/devices/24026704735284 | [28 empty] | QC Completed | Production Completed
PDG | 016-249 |  | BHC | third party | BHC |  | CND | OK | Data Enrichment ¦ UNSPSC Classification | [12 empty] | 943 | 943 | SMITH AND NEPHEW ENDOSCOPY | SMITH & NEPHEW | SMITH & NEPHEW PLC | 72205435 | 72205435 | 72205435 | SMITH | 72205435 | 72205435 | SMITH_72205435 |  |  |  | LOOPED MINITAPE CO-BRAID CVD NDL ASSY |  | 3406 | PRODIGO1072582 | [6 empty] | 42312201 Sutures |  |  | UHMWPE Size 2 white/blue multicolor braid 1 needle 40 in Looped Smith and Nephew | SUTURE, NON ABSORBABLE, BRAIDED, 2, 40 IN, MINITAPE, LOOPED, CURVED, ONE NEEDLE ASSEMBLY, HIGH STRENGTH, CO-BRAID, POLYETHYLENE, WHITE, BLUE, STERILE, LATEX | SUTURE, NON ABSORBABLE, BRAIDED, 2, 40 IN, MINITAPE, LOOPED, CURVED, ONE NEEDLE ASSEMBLY, HIGH STRENGTH, CO-BRAID, POLYETHYLENE, WHITE, BLUE, STERILE, LATEX | SUTURE, N ABSRB, BRAIDED, 2, 40 IN, MINITAPE, LOOPED, CRV, 1 NDL ASMBLY, HI STRENGTH, CO-BRAID, POLYETH, WHT, BLU, STRL, LTX | SUTURE, N ABSRB, BRAIDED, 2, 40 IN, MINITAPE, LOOPED, CRV, WHT, BLU | 58 | SUTURE | NON ABSORBABLE | BRAIDED | 2 |  | 40 IN |  |  |  |  | MINITAPE, LOOPED, CURVED, ONE NEEDLE ASSEMBLY, HIGH STRENGTH, CO-BRAID | POLYETHYLENE |  | WHITE, BLUE | STERILE |  | LATEX |  |  | https://accessgudid.nlm.nih.gov/devices/34026704735212 | [28 empty] | QC Completed | Production Completed
PDG | 016-249 |  | BHC | third party | BHC |  | CND | OK | Data Enrichment ¦ UNSPSC Classification | [12 empty] | 944 | 944 | SMITH AND NEPHEW ENDOSCOPY | SMITH & NEPHEW | SMITH & NEPHEW PLC | 72205436 | 72205436 | 72205436 | SMITH | 72205436 | 72205436 | SMITH_72205436 |  |  |  | LOOPED MINITAPE BLUE CVD NDL ASSY |  | 3406 | PRODIGO1072583 | [6 empty] | 42312201 Sutures |  |  | UHMWPE Size 2 blue braid 1 needle 40 in Looped Smith and Nephew | SUTURE, NON ABSORBABLE, BRAIDED, 2, 40 IN, MINITAPE, LOOPED, CURVED, ONE NEEDLE ASSEMBLY, HIGH STRENGTH, POLYETHYLENE, BLUE, STERILE, LATEX | SUTURE, NON ABSORBABLE, BRAIDED, 2, 40 IN, MINITAPE, LOOPED, CURVED, ONE NEEDLE ASSEMBLY, HIGH STRENGTH, POLYETHYLENE, BLUE, STERILE, LATEX | SUTURE, N ABSRB, BRAIDED, 2, 40 IN, MINITAPE, LOOPED, CRV, 1 NDL ASMBLY, HI STRENGTH, POLYETH, BLU, STRL, LTX | SUTURE, N ABSRB, BRAIDED, 2, 40 IN, MINITAPE, POLYETH, BLU | 51 | SUTURE | NON ABSORBABLE | BRAIDED | 2 |  | 40 IN |  |  |  |  | MINITAPE, LOOPED, CURVED, ONE NEEDLE ASSEMBLY, HIGH STRENGTH | POLYETHYLENE |  | BLUE | STERILE |  | LATEX |  |  | https://accessgudid.nlm.nih.gov/devices/24026704735222 | [28 empty] | QC Completed | Production Completed
PDG | 016-249 |  | BHC | third party | BHC |  | CND | OK | Data Enrichment ¦ UNSPSC Classification | [12 empty] | 945 | 945 | SMITH AND NEPHEW ENDOSCOPY | SMITH & NEPHEW | SMITH & NEPHEW PLC | 72205437 | 72205437 | 72205437 | SMITH | 72205437 | 72205437 | SMITH_72205437 |  |  |  | LOOPED MINITAPE CO-BRAID STR NDL ASSY |  | 3406 | PRODIGO1072584 | [6 empty] | 42312201 Sutures |  |  | UHMWPE Size 2 white/blue multicolor braid 1 needle 40 in Looped Smith and Nephew | SUTURE, NON ABSORBABLE, BRAIDED, 2, 40 IN, MINITAPE, LOOPED, STRAIGHT, ONE NEEDLE ASSEMBLY, HIGH STRENGTH, POLYETHYLENE, WHITE, BLUE, STERILE, LATEX | SUTURE, NON ABSORBABLE, BRAIDED, 2, 40 IN, MINITAPE, LOOPED, STRAIGHT, ONE NEEDLE ASSEMBLY, HIGH STRENGTH, POLYETHYLENE, WHITE, BLUE, STERILE, LATEX | SUTURE, N ABSRB, BRAIDED, 2, 40 IN, MINITAPE, LOOPED, STR, 1 NDL ASMBLY, HI STRENGTH, POLYETH, WHT, BLU, STRL, LTX | SUTURE, N ABSRB, BRAIDED, 2, 40 IN, MINITAPE, LOOPED, STR, WHT, BLU | 58 | SUTURE | NON ABSORBABLE | BRAIDED | 2 |  | 40 IN |  |  |  |  | MINITAPE, LOOPED, STRAIGHT, ONE NEEDLE ASSEMBLY, HIGH STRENGTH | POLYETHYLENE |  | WHITE, BLUE | STERILE |  | LATEX |  |  | https://accessgudid.nlm.nih.gov/devices/24026704735239 | [28 empty] | QC Completed | Production Completed
PDG | 016-249 |  | BHC | third party | BHC |  | CND | OK | Data Enrichment ¦ UNSPSC Classification | [12 empty] | 946 | 946 | SMITH AND NEPHEW ENDOSCOPY | SMITH & NEPHEW | SMITH & NEPHEW PLC | 72205438 | 72205438 | 72205438 | SMITH | 72205438 | 72205438 | SMITH_72205438 |  |  |  | LOOPED MINITAPE BLUE STR NDL ASSY |  | 3406 | PRODIGO1072585 | [6 empty] | 42312201 Sutures |  |  | UHMWPE Size 2 blue braid 1 needle 40 in Looped Smith and Nephew | SUTURE, NON ABSORBABLE, BRAIDED, 2, 40 IN, MINITAPE, LOOPED STRAIGHT, ONE NEEDLE ASSEMBLY, HIGH STRENGTH, POLYETHYLENE, BLUE, STERILE, LATEX | SUTURE, NON ABSORBABLE, BRAIDED, 2, 40 IN, MINITAPE, LOOPED STRAIGHT, ONE NEEDLE ASSEMBLY, HIGH STRENGTH, POLYETHYLENE, BLUE, STERILE, LATEX | SUTURE, N ABSRB, BRAIDED, 2, 40 IN, MINITAPE, LOOPED STR, 1 NDL ASMBLY, HI STRENGTH, POLYETH, BLU, STRL, LTX | SUTURE, N ABSRB, BRAIDED, 2, 40 IN, MINITAPE, LOOPED STR | 50 | SUTURE | NON ABSORBABLE | BRAIDED | 2 |  | 40 IN |  |  |  |  | MINITAPE, LOOPED STRAIGHT, ONE NEEDLE ASSEMBLY, HIGH STRENGTH | POLYETHYLENE |  | BLUE | STERILE |  | LATEX |  |  | https://accessgudid.nlm.nih.gov/devices/24026704735246 | [28 empty] | QC Completed | Production Completed
PDG | 016-249 |  | BHC | third party | BHC |  | CND | OK | Data Enrichment ¦ UNSPSC Classification | [12 empty] | 947 | 947 | SMITH AND NEPHEW ENDOSCOPY | SMITH & NEPHEW | SMITH & NEPHEW PLC | 72205440 | 72205440 | 72205440 | SMITH | 72205440 | 72205440 | SMITH_72205440 |  |  |  | HS FIBER ULTRAGRAB 2 UHMWPE BLUE |  | 3406 | PRODIGO1072586 | [6 empty] | 42312201 Sutures |  |  | 6 UHMWPE 72205440 HS-FIBER BLUE NON-ABSORBABLE 48 in SUTURE | SUTURE, NON ABSORBABLE, BRAIDED, 6, 48 IN, HS FIBER, UHMWPE, BLUE | SUTURE, NON ABSORBABLE, BRAIDED, 6, 48 IN, HS FIBER, UHMWPE, BLUE | SUTURE, N ABSRB, BRAIDED, 6, 48 IN, HS FIBER, POLYETH, BLU | SUTURE, N ABSRB, BRAIDED, 6, 48 IN, HS FIBER, UHMWPE, BLU | 50 | SUTURE | NON ABSORBABLE | BRAIDED | 6 |  | 48 IN | [5 empty] | HS FIBER, UHMWPE |  | BLUE | [5 empty] | https://www.mdgsales.com/riverpoint-medical-uhmwpe-72205440-hs-fiber-blue-non-absorbable-48-suture-esh022x32x090222 | [28 empty] | QC Completed | Production Completed
PDG | 016-249 |  | BHC | third party | BHC |  | CND | OK | Data Enrichment ¦ UNSPSC Classification | [12 empty] | 948 | 948 | SMITH AND NEPHEW ENDOSCOPY | SMITH & NEPHEW | SMITH & NEPHEW PLC | 72205443 | 72205443 | 72205443 | SMITH | 72205443 | 72205443 | SMITH_72205443 |  |  |  | ULTRABUTTON QUAD ADJ FIXATION DEV |  | 3406 | PRODIGO1072587 |  | 72205443 | 72205443 | Smith & Nephew, Inc. | ULTRABUTTON QUAD ADJUSTABLE FIXATION DEVICE | ULTRABUTTON | 42321507 Internal bone fixation sets |  |  | ULTRABUTTON QUAD ADJUSTABLE FIXATION DEVICE | DEVICE, FIXATION, QUAD ADJUSTABLE, STERILE, ULTRABUTTON, LATEX | DEVICE, FIXATION, QUAD ADJUSTABLE, STERILE, ULTRABUTTON, LATEX | DEVICE, FIX, QUAD ADJ, STRL, ULTRABUTTON, LTX | DEVICE, FIX, QUAD ADJ, STRL, ULTRABUTTON, LTX | 40 | DEVICE | FIXATION | [8 empty] | QUAD ADJUSTABLE |  |  |  | STERILE | ULTRABUTTON | LATEX |  |  | https://accessgudid.nlm.nih.gov/devices/00885556817179 | [28 empty] | QC Completed | Production Completed
PDG | 016-249 |  | BHC | third party | BHC |  | CND | OK | Data Enrichment ¦ UNSPSC Classification | [12 empty] | 949 | 949 | SMITH AND NEPHEW ENDOSCOPY | SMITH & NEPHEW | SMITH & NEPHEW PLC | 72205444 | 72205444 | 72205444 | SMITH | 72205444 | 72205444 | SMITH_72205444 |  |  |  | ULTRABUTTON BB ADJ FIXATION DEV |  | 3406 | PRODIGO1072588 |  | 72205444 | 72205444 | Smith & Nephew, Inc. | ULTRABUTTON BB BONE BLOCK ADJUSTABLE FIXATION DEVICE | ULTRABUTTON | 42321507 Internal bone fixation sets |  |  | ULTRABUTTON BB BONE BLOCK ADJUSTABLE FIXATION DEVICE | DEVICE, FIXATION, BB BONE BLOCK ADJUSTABLE, STERILE, ULTRABUTTON, LATEX | DEVICE, FIXATION, BB BONE BLOCK ADJUSTABLE, STERILE, ULTRABUTTON, LATEX | DEVICE, FIX, BB BNE BLOCK ADJ, STRL, ULTRABUTTON, LTX | DEVICE, FIX, BB BNE BLOCK ADJ, STRL, ULTRABUTTON, LTX | 48 | DEVICE | FIXATION | [8 empty] | BB BONE BLOCK ADJUSTABLE |  |  |  | STERILE | ULTRABUTTON | LATEX |  |  | https://accessgudid.nlm.nih.gov/devices/00885556817193 | [28 empty] | QC Completed | Production Completed
PDG | 016-249 |  | BHC | third party | BHC |  | CND | OK | Data Enrichment ¦ UNSPSC Classification | [12 empty] | 950 | 950 | SMITH AND NEPHEW ENDOSCOPY | SMITH & NEPHEW | SMITH & NEPHEW PLC | 72205580 | 72205580 | 72205580 | SMITH | 72205580 | 72205580 | SMITH_72205580 |  |  |  | QUADTRAC DISPOSABLE KIT |  | 3406 | PRODIGO1072589 |  | 72205580 | 72205580 | Smith & Nephew, Inc. | QUADTRAC QUADRICEPS TENDON HARVEST GUIDE SYSTEM DISP KIT | QUADTRAC | 42294211 Surgical custom or specialty instrument or procedure sets |  |  | QUADTRAC QUADRICEPS TENDON HARVEST GUIDE SYSTEM DISP KIT | SURGICAL PROCEDURE KIT, QUADRICEP TENDON HARVEST GUIDE SYSTEM, STERILE, QUADTRAC, LATEX, DISPOSABLE | SURGICAL PROCEDURE KIT, QUADRICEP TENDON HARVEST GUIDE SYSTEM, STERILE, QUADTRAC, LATEX, DISPOSABLE | SURGICAL PROCEDURE KIT, QUADRICEP TEND HARV GUIDE SYS, STRL, QUADTRAC, LTX, DISP | SURGICAL PROCEDURE KIT, QUADRICEP TEND HARV GUIDE, QUADTRAC | 57 | SURGICAL PROCEDURE KIT | [9 empty] | QUADRICEP TENDON HARVEST GUIDE SYSTEM |  |  |  | STERILE | QUADTRAC | LATEX | DISPOSABLE |  | https://accessgudid.nlm.nih.gov/devices/00885556818282 | [28 empty] | QC Completed | Production Completed
PDG | 016-249 |  | BHC | third party | BHC |  | CND | OK | Data Enrichment ¦ UNSPSC Classification | [12 empty] | 951 | 951 | SMITH AND NEPHEW ENDOSCOPY | SMITH & NEPHEW | SMITH & NEPHEW PLC | 72205600 | 72205600 | 72205600 | SMITH | 72205600 | 72205600 | SMITH_72205600 |  |  |  | ULTRABUTTON TIB SM ADJ FIXATION DEV |  | 3406 | PRODIGO1072590 |  | 72205600 | 72205600 | Smith & Nephew, Inc. | ULTRABUTTON TIB ADJUSTABLE FIXATION DEVICE, SMALL | ULTRABUTTON | 42321507 Internal bone fixation sets |  |  | ULTRABUTTON TIB ADJUSTABLE FIXATION DEVICE, SMALL | DEVICE, FIXATION, TIBIAL, SMALL, ADJUSTABLE, STERILE, ULTRABUTTON, LATEX | DEVICE, FIXATION, TIBIAL, SMALL, ADJUSTABLE, STERILE, ULTRABUTTON, LATEX | DEVICE, FIX, TIB, SM, ADJ, STRL, ULTRABUTTON, LTX | DEVICE, FIX, TIB, SM, ADJ, STRL, ULTRABUTTON, LTX | 42 | DEVICE | FIXATION | TIBIAL | SMALL | [6 empty] | ADJUSTABLE |  |  |  | STERILE | ULTRABUTTON | LATEX |  |  | https://accessgudid.nlm.nih.gov/devices/00885556817209 | [28 empty] | QC Completed | Production Completed
PDG | 016-249 |  | BHC | third party | BHC |  | CND | OK | Data Enrichment ¦ UNSPSC Classification | [12 empty] | 952 | 952 | SMITH AND NEPHEW ENDOSCOPY | SMITH & NEPHEW | SMITH & NEPHEW PLC | 72205601 | 72205601 | 72205601 | SMITH | 72205601 | 72205601 | SMITH_72205601 |  |  |  | ULTRABUTTON TIB MED ADJ FIXATION DEV |  | 3406 | PRODIGO1072591 |  | 72205601 | 72205601 | Smith & Nephew, Inc. | ULTRABUTTON TIB ADJUSTABLE FIXATION DEVICE, MEDIUM | ULTRABUTTON | 42321507 Internal bone fixation sets |  |  | ULTRABUTTON TIB ADJUSTABLE FIXATION DEVICE, MEDIUM | DEVICE, FIXATION, TIBIAL, MEDIUM, ADJUSTABLE, STERILE, ULTRABUTTON, LATEX | DEVICE, FIXATION, TIBIAL, MEDIUM, ADJUSTABLE, STERILE, ULTRABUTTON, LATEX | DEVICE, FIX, TIB, MED, ADJ, STRL, ULTRABUTTON, LTX | DEVICE, FIX, TIB, MED, ADJ, STRL, ULTRABUTTON, LTX | 43 | DEVICE | FIXATION | TIBIAL | MEDIUM | [6 empty] | ADJUSTABLE |  |  |  | STERILE | ULTRABUTTON | LATEX |  |  | https://accessgudid.nlm.nih.gov/devices/00885556817216 | [28 empty] | QC Completed | Production Completed
PDG | 016-249 |  | BHC | third party | BHC |  | CND | OK | Data Enrichment ¦ UNSPSC Classification | [12 empty] | 953 | 953 | SMITH AND NEPHEW ENDOSCOPY | SMITH & NEPHEW | SMITH & NEPHEW PLC | 72205602 | 72205602 | 72205602 | SMITH | 72205602 | 72205602 | SMITH_72205602 |  |  |  | ULTRABUTTON TIB LG ADJ FIXATION DEV |  | 3406 | PRODIGO1072592 |  | 72205602 | 72205602 | Smith & Nephew, Inc. | ULTRABUTTON TIB ADJUSTABLE FIXATION DEVICE, LARGE | ULTRABUTTON | 42321507 Internal bone fixation sets |  |  | ULTRABUTTON TIB ADJUSTABLE FIXATION DEVICE, LARGE | DEVICE, FIXATION, TIBIAL, LARGE, ADJUSTABLE, STERILE, ULTRABUTTON, LATEX | DEVICE, FIXATION, TIBIAL, LARGE, ADJUSTABLE, STERILE, ULTRABUTTON, LATEX | DEVICE, FIX, TIB, LG, ADJ, STRL, ULTRABUTTON, LTX | DEVICE, FIX, TIB, LG, ADJ, STRL, ULTRABUTTON, LTX | 42 | DEVICE | FIXATION | TIBIAL | LARGE | [6 empty] | ADJUSTABLE |  |  |  | STERILE | ULTRABUTTON | LATEX |  |  | https://accessgudid.nlm.nih.gov/devices/00885556817223 | [28 empty] | QC Completed | Production Completed
PDG | 016-249 |  | BHC | third party | BHC |  | CND | OK | Data Enrichment ¦ UNSPSC Classification | [12 empty] | 954 | 954 | SMITH AND NEPHEW ENDOSCOPY | SMITH & NEPHEW | SMITH & NEPHEW PLC | 72205676 | 72205676 | 72205676 | SMITH | 72205676 | 72205676 | SMITH_72205676 |  |  |  | FAST-FIX? FLEX Curved Inserter |  | 3406 | PRODIGO1072593 |  | 72205676 | 72205676 | Smith & Nephew, Inc. | FF FLEX CRVD INSTR | FAST-FIX | 42292101 Surgical inserters or inserters kits |  |  | FF FLEX CRVD INSTR | INSERTER, SURGICAL, CURVED, FLEX, STERILE, FAST-FIX, LATEX | INSERTER, SURGICAL, CURVED, FLEX, STERILE, FAST-FIX, LATEX | INSERTER, SURG, CRV, FLX, STRL, FAST-FIX, LTX | INSERTER, SURG, CRV, FLX, STRL, FAST-FIX, LTX | 39 | INSERTER | SURGICAL | CURVED | [7 empty] | FLEX |  |  |  | STERILE | FAST-FIX | LATEX |  |  | https://accessgudid.nlm.nih.gov/devices/00885556804704 | [28 empty] | QC Completed | Production Completed
PDG | 016-249 |  | BHC | third party | BHC |  | CND | OK | Data Enrichment ¦ UNSPSC Classification | [12 empty] | 955 | 955 | SMITH AND NEPHEW ENDOSCOPY | SMITH & NEPHEW | SMITH & NEPHEW PLC | 72205677 | 72205677 | 72205677 | SMITH | 72205677 | 72205677 | SMITH_72205677 |  |  |  | FAST-FIX? FLEX Reverse Curved Inserter |  | 3406 | PRODIGO1072594 |  | 72205677 | 72205677 | Smith & Nephew, Inc. | FF FLEX RVRS CRVD INSTR | FAST-FIX | 42292101 Surgical inserters or inserters kits |  |  | FF FLEX RVRS CRVD INSTR | INSERTER, SURGICAL, CURVED, FLEX, REVERSE, STERILE, FAST-FIX, LATEX | INSERTER, SURGICAL, CURVED, FLEX, REVERSE, STERILE, FAST-FIX, LATEX | INSERTER, SURG, CRV, FLX, RVS, STRL, FAST-FIX, LTX | INSERTER, SURG, CRV, FLX, RVS, STRL, FAST-FIX, LTX | 43 | INSERTER | SURGICAL | CURVED | [7 empty] | FLEX, REVERSE |  |  |  | STERILE | FAST-FIX | LATEX |  |  | https://accessgudid.nlm.nih.gov/devices/00885556804711 | [28 empty] | QC Completed | Production Completed
PDG | 016-249 |  | BHC | sourced | BHC |  | CND | OK | Data Enrichment ¦ UNSPSC Classification | [12 empty] | 956 | 956 | SMITH AND NEPHEW ENDOSCOPY | SMITH & NEPHEW | SMITH & NEPHEW PLC | 72290030 | 72290030 | 72290030 | SMITH | 72290030 | 72290030 | SMITH_72290030 |  |  |  | DISPOSABLE 1.8MM Q-FIX DRILL |  | 3406 | PRODIGO1072595 | [6 empty] | 42295202 Surgical pneumatic or battery or electric saws or drills or pin drivers |  |  | 1.8mm Q-FIX Straight Drill, disposable | DRILL, SURGICAL, 1.8 MM, Q-FIX, DISPOSABLE | DRILL, SURGICAL, 1.8 MM, Q-FIX, DISPOSABLE | DRILL, SURG, 1.8 MM, Q-FIX, DISP | DRILL, SURG, 1.8 MM, Q-FIX, DISP | 28 | DRILL | SURGICAL |  |  |  | 1.8 MM | [9 empty] | Q-FIX |  | DISPOSABLE |  | https://www.artromedikal.com/picture/brosur-q-fixsupsup-span-classhero__product-descriptorall-suture-anchor-shoulderspan-1015.pdf | brosur-q-fixsupsup-span-classhero__product-descriptorall-suture-anchor-shoulderspan-1015 | [27 empty] | QC Completed | Production Completed
PDG | 016-249 |  | BHC | sourced | BHC |  | CND | OK | Data Enrichment ¦ UNSPSC Classification | [12 empty] | 957 | 957 | SMITH AND NEPHEW ENDOSCOPY | SMITH & NEPHEW | SMITH & NEPHEW PLC | 72290031 | 72290031 | 72290031 | SMITH | 72290031 | 72290031 | SMITH_72290031 |  |  |  | DISPOSABLE 2.8MM Q-FIX DRILL |  | 3406 | PRODIGO1072596 | [6 empty] | 42295202 Surgical pneumatic or battery or electric saws or drills or pin drivers |  |  | 2.8mm Q-FIX Straight Drill, disposable | DRILL, SURGICAL, 2.8 MM, Q-FIX, DISPOSABLE | DRILL, SURGICAL, 2.8 MM, Q-FIX, DISPOSABLE | DRILL, SURG, 2.8 MM, Q-FIX, DISP | DRILL, SURG, 2.8 MM, Q-FIX, DISP | 28 | DRILL | SURGICAL |  |  |  | 2.8 MM | [9 empty] | Q-FIX |  | DISPOSABLE |  | http://docs.exhausmed.com/docs/Smith_Nephew/Catalogue/CAT_q-fix_ALL%20SUTURE%20ANCHOR_SMITH-NEPHEW_2018.pdf | CAT_q-fix_ALL SUTURE ANCHOR_SMITH-NEPHEW_2018 | [27 empty] | QC Completed | Production Completed
PDG | 016-249 |  | BHC | sourced | BHC |  | CND | OK | Data Enrichment ¦ UNSPSC Classification | [12 empty] | 958 | 958 | SMITH AND NEPHEW ENDOSCOPY | SMITH & NEPHEW | SMITH & NEPHEW PLC | 72290124 | 72290124 | 72290124 | SMITH | 72290124 | 72290124 | SMITH_72290124 |  |  |  | QFIX 1.8 MINI SUTURE ANCHOR DRILL |  | 3406 | PRODIGO1072597 |  | 72290124 | 72290124 | Smith & Nephew, Inc. | QFIX 1.8 MINI SUTURE ANCHOR DRILL | QFIX 1.8 MINI SUTURE | 42291701 Surgical hand or twist drills or drill kits |  |  | Q-FIX MINI All-Suture Anchor Twist Drill, 1.8mm, sterile, disposable | DRILL, SURGICAL, TWIST, 1.8 MM, ALL-SUTURE ANCHOR, STERILE, Q-FIX MINI, LATEX, DISPOSABLE | DRILL, SURGICAL, TWIST, 1.8 MM, ALL-SUTURE ANCHOR, STERILE, Q-FIX MINI, LATEX, DISPOSABLE | DRILL, SURG, TWST, 1.8 MM, ALL-SUTURE ANCHR, STRL, Q-FIX MINI, LTX, DISP | DRILL, SURG, TWST, 1.8 MM, ALL-SUTURE ANCHR, STRL, Q-FIX MINI, LTX | 59 | DRILL | SURGICAL | TWIST |  |  | 1.8 MM |  |  |  |  | ALL-SUTURE ANCHOR |  |  |  | STERILE | Q-FIX MINI | LATEX | DISPOSABLE |  | https://smith-nephew.stylelabs.cloud/api/public/content/a453f718879041f08a96350c06dd0eb2?v=3b298370&download=true, https://accessgudid.nlm.nih.gov/devices/00885556662625 | 11907-V3-Q-FIX-Reference-Guide-digital-0623 | [27 empty] | QC Completed | Production Completed
PDG | 016-249 |  | BHC | third party | BHC |  | CND | OK | Data Enrichment ¦ UNSPSC Classification | [12 empty] | 959 | 959 | SMITH AND NEPHEW ENDOSCOPY | SMITH & NEPHEW | SMITH & NEPHEW PLC | 72290178 | 72290178 | 72290178 | SMITH | 72290178 | 72290178 | SMITH_72290178 |  |  |  | WEREWOLF+ POWER CORD/MANUAL US ENGLISH |  | 3406 | PRODIGO1072598 |  | 72290178 | 72290178 | Smith & Nephew, Inc. | WEREWOLF+ POWER CORD/MANUAL US ENGLISH | WEREWOLF+ | 55101516 Operation or instruction manuals |  |  | WEREWOLF+ POWER CORD/MANUAL US ENGLISH | MANUAL, INSTRUCTION, POWER CORD, US ENGLISH, NON STERILE, WEREWOLF PLUS, LATEX | MANUAL, INSTRUCTION, POWER CORD, US ENGLISH, NON STERILE, WEREWOLF PLUS, LATEX | MANUAL, INSTRUCTION, PWR CRD, US ENG, NS, WEREWOLF +, LTX | MANUAL, INSTRUCTION, PWR CRD, US ENG, NS, WEREWOLF +, LTX | 51 | MANUAL | INSTRUCTION | [8 empty] | POWER CORD, US ENGLISH |  |  |  | NON STERILE | WEREWOLF PLUS | LATEX |  |  | https://accessgudid.nlm.nih.gov/devices/00885556804490 | [28 empty] | QC Completed | Production Completed