## Sheet1
Project | Activities | Production User | Production Comments | Start Date | End Date | QC User | QC Comments | Start Date. | End Date. | Griha ID | All Global Fields | Material Number | Industry Sector | Material type | Language Key | Division | General item category group | Indicator: In Bulk/Liquid | Industry Standard Description (PUMA ID) | Cross-Plant Material Status | Cross-plant matl status valid from | EAN category(For EAN number in Alternate unit of measure) | Category of International Article Number (EAN)(For Basic unit of measure) | Base Unit of Measure | Gross weight | Net weight | Weight Unit | Volume | Volume unit | Basic data text Language | Alternative Unit of Measure for Stockkeeping Unit | Denominator for Conversion to Base Unit | Numerator for Conversion to Base Unit | Category of International Article Number | Alternative Unit of Measure | Purchase Order Text Language | Purchasing Value key | Acknowledgement Required | Order Unit | Variable Order Unit | Batch management | Numbering Scheme | Official Description | Valid to | Material(40 characters (Numeric/Alphanumeric) as per standard SAP coming from STIBO- MDM) | Original Equipment Manufacturer(Actual MFR) | OEM's item number(Actual MFR PN) | Purchase order text | Basic data text | Material description(Updated) | English | Characteristic Values | Format | Material Group | Commodity Code | Valid From | Characteristic (Basic Name) | Enriched/Cleansed | Noun | Modifier | 2nd Modifier | Standard | Manufacturer | MFR STATUS (OEM/NON-OEM) | Manufacturers Item | Type | Type 2/Other Product Code | Attribute Name 1 | Measure 1/Value 1 | Attribute Name 2 | Measure 2/Value 2 | Attribute Name 3 | Measure 3/Value 3 | Attribute Name 4 | Measure 4/Value 4 | Attribute Name 5 | Measure 5/Value 5 | (Metsä) Drawing | Material | Additional Info | International Article Number (EAN) | International Article Number (EAN) - Additional 1 | International Article Number (EAN) - Additional 2 | Main EAN | Reference URL1 | Reference URL2 | Reference URL3 | Griha Comments | Status
STP_008 | Data Enrichment | SMX | OK | 2023-07-06 | 2023-07-10 | MUF | OK | 2023-07-14 | 2023-07-14 | 162108 |  | 162108 | M | ZRSA | EN | 06 | [7 empty] | PC | 0 | 0 | KG | 0 | 0 | [5 empty] | PC |  | Z002 | [12 empty] | VAIHDEMOOTT R97 DRN180M4 | TRANSMISSION R97 DRN180M4 | Mm_mallo1_mark ** 18,5kw ** mm_ype ** R97 DV160L4 ** mm_matal 4_vinto4 ** as.M1 ** mm_matal2_vinto2 ** 690V ** mm_matal3 ** 1460/157 ** mm_no manufacturer_nro ** 64.6649234101.0001.21 ** MM. |  | 061207 | 85015220 | AC motors, multi-phase, of an output > 750 W but <= 7,5 kW |  | Enriched | MOTOR | GEAR |  |  | SEW-EURODRIVE | OEM | R97 DRN180M4 |  |  | POWER | 18,5KW | NOMINAL VOLTAGE | 690VAC | NOMINAL ROTATION SPEED | 1460/157RPM | MOUNTING POSITION | M1 | GEAR RATIO | 7,12 |  |  | ALTERNATE MPN:64.6649234101.0001.21 |  |  |  |  | https://www.bdiexpress.com/us/en/Mechanical-Power-Transmission/R97-DRN180M4/p/22206785 |  |  | MFR UPDATED AS PER WEB SOURCE | QC Completed
STP_008 | Data Enrichment | SMX | OK | 2023-07-06 | 2023-07-10 | MUF | OK | 2023-07-14 | 2023-07-14 | 162219 |  | 162219 | M | ZRSA | EN | 06 | [7 empty] | PC | 0 | 0 | KG | 0 | 0 | [5 empty] | PC |  | Z002 | [12 empty] | VAIHDEMOOTT 566205 | TRANSMISSION 566205 | MM_FEATURE **BRAKE **MM_MEASUREMENT1_VALUE1 **1.0KW **MM_TYPE **566205 **MM_MEASUREMENT2_VALUE2 **400V **MM_MEASUREMENT3_VALUE3 **1450/ **MM_MANUFACTURER **BONFIGLIOLI |  | 061207 | 85015100 | AC motors, multi-phase, of an output > 37,5 W but <= 750 W |  | Cleansed | MOTOR | BRAKE |  |  | BONFIGLIOLI | OEM | 566205 |  |  | FRAME SIZE |  | POWER RATING | 1KW | VOLTAGE RATING | 400V | CURRENT RATING |  | SPEED RATING | 1450RPM | [7 empty] | Url Not Found |  |  |  | QC Completed
STP_008 | Data Enrichment | SMX | OK | 2023-07-06 | 2023-07-10 | MUF | OK | 2023-07-14 | 2023-07-14 | 162361 |  | 162361 | M | ZRSA | EN | 06 | [7 empty] | PC | 0 | 0 | KG | 0 | 0 | [5 empty] | PC |  | Z002 | [12 empty] | VAIHDEMOOTT ZETG4 KPR90R4 | TRANSMISSION ZETG4 KPR90R4 | MM_MEASUREMENT1_VALUE1 **2.2KW **MM_TYPE **ZETG4 KPR90R4 **MM_MEASUREMENT4_VALUE4 **AS.B3 **MM_MEASUREMENT2_VALUE2 **400V **MM_MEASUREMENT3_VALUE3 **/31.5 **MM_MANUFACTURER **KEB |  | 061207 | 85012000 | Universal AC-DC motors of an output > 37,5 W |  | Cleansed | MOTOR |  |  |  | KEB | OEM | ZETG4 KPR90R4 |  |  | POWER RATING | 2,2KW | SPEED RATING | 31,5RPM | CONSTRUCTION MATERIAL |  | ENCLOSURE |  | MOUNTING TYPE | B3 |  |  | NOMINAL VOLTAGE:400V,AS |  |  |  |  | Url Not Found |  |  |  | QC Completed
STP_008 | Data Enrichment | SMX | OK | 2023-07-06 | 2023-07-10 | MUF | OK | 2023-07-14 | 2023-07-14 | 162614 |  | 162614 | M | ZRSA | EN | 06 | [7 empty] | PC | 0 | 0 | KG | 0 | 0 | [5 empty] | PC |  | Z002 | [12 empty] | VAIHDEMOOTT F080B | TRANSMISSION F080B | MM_MEASURE1_VALUE1 **0.75KW **MM_TYPE **F080B **MM_MEASURE2_VALUE2 **400V **MM_MEASURE3_VALUE3 **1450/?? |  | 061207 | 85012000 | Universal AC-DC motors of an output > 37,5 W |  | Cleansed | MOTOR | [5 empty] | F080B |  |  | POWER RATING | 0,75KW | SPEED RATING | 1450RPM | CONSTRUCTION MATERIAL |  | ENCLOSURE |  | MOUNTING TYPE |  |  |  | NOMINAL VOLTAGE:400V |  |  |  |  | Url Not Found |  |  |  | QC Completed
STP_008 | Data Enrichment | SMX | OK | 2023-07-10 | 2023-07-11 | MUF | OK | 2023-07-14 | 2023-07-14 | 161981 |  | 161981 | M | ZRSA | EN | 06 | [7 empty] | PC | 0 | 0 | KG | 0 | 0 | [5 empty] | PC |  | Z002 | [12 empty] | VAIHDEMOOTT R60 DFT100L2 | GEARMOOT R60 DFT100L2 | MM_MEASUREMENT1_VALUE1 **3.0KW **MM_TYPE **R60 DFT100L2 **MM_MEASUREMENT4_VALUE4 **I=7.90 AS.B3 **MM_MEASUREMENT2_VALUE2 **400V **MM_MEASUREMENT3_VALUE3 **2800/354 **MM_MANUFACTURER **SEW |  | 061207 | 85015100 | AC motors, multi-phase, of an output > 37,5 W but <= 750 W |  | Enriched | MOTOR | GEAR |  |  | SEW-EURODRIVE | OEM | R60 DFT100L2 |  |  | POWER | 3KW | NOMINAL VOLTAGE | 400VAC | NOMINAL ROTATION SPEED | 2800/354RPM | MOUNTING POSITION | B3 | GEAR RATIO | 7,9 |  |  | AS |  |  |  |  | https://download.sew-eurodrive.com/download/pdf/16795210_G08.pdf |  |  |  | QC Completed
STP_008 | Data Enrichment | SMX | OK | 2023-07-10 | 2023-07-10 | MUF | OK | 2023-07-14 | 2023-07-14 | 161991 |  | 161991 | M | ZRSA | EN | 06 | [7 empty] | PC | 0 | 0 | KG | 0 | 0 | [5 empty] | PC |  | Z002 | [12 empty] | VAIHDEMOOTT R47 DV100M4 | GEAR MOD R47 DV100M4 | MM_MEASUREMENT1_VALUE1 **2.2KW **MM_TYPE **R47 DV100M4 **MM_MEASUREMENT4_VALUE4 **I=6.96 AS.M5 **MM_MEASUREMENT2_VALUE2 **400V **MM_MEASUREMENT3_VALUE3 **1410/203 **MM_MANUFACTURER **SEW |  | 061207 | 85015100 | AC motors, multi-phase, of an output > 37,5 W but <= 750 W |  | Enriched | MOTOR | GEAR |  |  | SEW-EURODRIVE | OEM | R47 DV100M4 |  |  | POWER | 2,2KW | NOMINAL VOLTAGE | 400VAC | NOMINAL ROTATION SPEED | 1410/203RPM | MOUNTING POSITION | M5 | GEAR RATIO | 6,96 |  |  | AS |  |  |  |  | https://download.sew-eurodrive.com/download/pdf/11358912.pdf |  |  |  | QC Completed
STP_008 | Data Enrichment | SMX | OK | 2023-07-10 | 2023-07-13 | MUF | OK | 2023-07-14 | 2023-07-14 | 161992 |  | 161992 | M | ZRSA | EN | 06 | [7 empty] | PC | 0 | 0 | KG | 0 | 0 | [5 empty] | PC |  | Z002 | [12 empty] | VAIHDEMOOTT 7G4 KPR90L4 | GEAR MODULE 7G4 KPR90L4 | MM_MEASUREMENT1_VALUE1 **2.2KW **MM_TYPE **7G4 KPR90L4 **MM_MEASUREMENT4_VALUE4 **AS.B3 **MM_MEASUREMENT2_VALUE2 **400V **MM_MEASUREMENT3_VALUE3 **/40 **MM_MANUFACTURER **KEB |  | 061207 | 85015100 | AC motors, multi-phase, of an output > 37,5 W but <= 750 W |  | Enriched | MOTOR | GEAR |  |  | KEB | OEM | 7G4 KPR90L4 |  |  | POWER | 2,2KW | NOMINAL VOLTAGE | 400VAC | NOMINAL ROTATION SPEED | 40RPM | MOUNTING POSITION | B3 | GEAR RATIO |  |  |  | AS |  |  |  |  | https://www.motralec.com/public/fichiers/docs/Sermes-CATALOGUE-TARIF-2013.pdf |  |  | Partially Match | QC Completed
STP_008 | Data Enrichment | SMX | OK | 2023-07-10 | 2023-07-11 | MUF | OK | 2023-07-14 | 2023-07-14 | 161994 |  | 161994 | M | ZRSA | EN | 06 | [7 empty] | PC | 0 | 0 | KG | 0 | 0 | [5 empty] | PC |  | Z002 | [12 empty] | VAIHDEMOOTT KA66 DT100L2 | GEARMOOT KA66 DT100L2 | MM_MEASUREMENT1_VALUE1 **3.0KW **MM_TYPE **KA66 DT100L2 **MM_MEASUREMENT4_VALUE4 **I=11.81 **MM_MEASUREMENT2_VALUE2 **690V **MM_MEASUREMENT3_VALUE3 **2800/237 **MM_MANUFACTURER **SEW |  | 061207 | 85015100 | AC motors, multi-phase, of an output > 37,5 W but <= 750 W |  | Enriched | MOTOR | GEAR |  |  | SEW-EURODRIVE | OEM | KA66 DT100L2 |  |  | POWER | 3KW | NOMINAL VOLTAGE | 690VAC | NOMINAL ROTATION SPEED | 2800/237RPM | MOUNTING POSITION |  | GEAR RATIO | 11,81 | [7 empty] | https://download.sew-eurodrive.com/download/pdf/11508639_G08.pdf |  |  |  | QC Completed
STP_008 | Data Enrichment | SMX | OK | 2023-07-10 | 2023-07-11 | MUF | OK | 2023-07-14 | 2023-07-14 | 161997 |  | 161997 | M | ZRSA | EN | 06 | [7 empty] | PC | 0 | 0 | KG | 0 | 0 | [5 empty] | PC |  | Z002 | [12 empty] | VAIHDEMOOTT R77 DT90L4 BMG | GEAR MOOT R77 DT90L4 BMG | MM_FEATURE **BRAKE 400V, M 20NM **MM_MEASUREMENT1_VALUE1 **1.5KW **MM_TYPE **R77 DT90L4 BMG **MM_MEASUREMENT4_VALUE4 **AS.M1 **MM_MEASUREMENT2_VALUE2 **400V **MM_MEASUREMENT3_VALUE3 **1410/27 **MM_MANUFACTURER * *SEW |  | 061207 | 85015100 | AC motors, multi-phase, of an output > 37,5 W but <= 750 W |  | Enriched | MOTOR | GEAR |  |  | SEW-EURODRIVE | OEM | R77 DT90L4 BMG |  |  | POWER | 1,5KW | NOMINAL VOLTAGE | 400VAC | NOMINAL ROTATION SPEED | 1410/27RPM | MOUNTING POSITION | M1 | GEAR RATIO |  |  |  | BRAKE VOLTAGE:400V,TORQUE RATING:20NM,AS |  |  |  |  | https://download.sew-eurodrive.com/download/pdf/11508639_G08.pdf |  |  |  | QC Completed
STP_008 | Data Enrichment | SMX | OK | 2023-07-10 | 2023-07-10 | MUF | OK | 2023-07-14 | 2023-07-14 | 161999 |  | 161999 | M | ZRSA | EN | 06 | [7 empty] | PC | 0 | 0 | KG | 0 | 0 | [5 empty] | PC |  | Z002 | [12 empty] | VAIHDEMOOTT R60 DT90S4 BMG | GEAR MOOT R60 DT90S4 BMG | MM_FEATURE **BRAKE 24VDC **MM_MEASUREMENT1_VALUE1 **1.1KW **MM_TYPE **R60 DT90S4 BMG **MM_MEASUREMENT4_VALUE4 **I=15.02 AS.B3 **MM_MEASUREMENT2_VALUE2 **400V **MM_MEASUREMENT3_VALUE3 **1400/93 ** MM_MANUFACTURER **SEW |  | 061207 | 85015100 | AC motors, multi-phase, of an output > 37,5 W but <= 750 W |  | Enriched | MOTOR | GEAR | BRAKE |  | SEW-EURODRIVE | OEM | R60 DT90S4 BMG |  |  | POWER | 1,1KW | NOMINAL VOLTAGE | 400VAC | NOMINAL ROTATION SPEED | 1400/93RPM | MOUNTING POSITION | B3 | GEAR RATIO | 15,02 |  |  | BRAKE VOLTAGE:24VDC,AS |  |  |  |  | https://download.sew-eurodrive.com/download/pdf/9PD0007.pdf |  |  |  | QC Completed
STP_008 | Data Enrichment | SMX | OK | 2023-07-10 | 2023-07-13 | MUF | OK | 2023-07-14 | 2023-07-14 | 162000 |  | 162000 | M | ZRSA | EN | 06 | [7 empty] | PC | 0 | 0 | KG | 0 | 0 | [5 empty] | PC |  | Z002 | [12 empty] | VAIHDEMOOTT DK840AH200 | GEAR MODULE DK840AH200 | MM_FEATURE **BRAKE **MM_MEASUREMENT1_VALUE1 **0.55KW **MM_TYPE **DK840AH200 **MM_MEASUREMENT4_VALUE4 **AS.B3 **MM_MEASUREMENT2_VALUE2 **690V **MM_MEASUREMENT3_VALUE3 **1420/33 **MM_MANUFACTURER **BAUER |  | 061207 | 85015100 | AC motors, multi-phase, of an output > 37,5 W but <= 750 W |  | Cleansed | MOTOR | GEAR | BRAKE |  | BAUER | OEM | DK840AH200 |  |  | POWER | 0,55KW | NOMINAL VOLTAGE | 690VAC | NOMINAL ROTATION SPEED | 1420/33RPM | MOUNTING POSITION | B3 | GEAR RATIO |  |  |  | AS |  |  |  |  | https://www.afzhan.com/st156582/product_6924592.html |  |  |  | QC Completed
STP_008 | Data Enrichment | SMX | OK | 2023-07-10 | 2023-07-13 | MUF | OK | 2023-07-14 | 2023-07-14 | 162001 |  | 162001 | M | ZRSA | EN | 06 | [7 empty] | PC | 0 | 0 | KG | 0 | 0 | [5 empty] | PC |  | Z002 | [12 empty] | VAIHDEMOOTT HXUR165O2 V1 | GEAR MOD HXUR165O2 V1 | MM_MEASURE1_VALUE1 **0.55KW **MM_TYPE **HXUR165O2 V1 **MM_MEASURE2_VALUE2 **400V **MM_MEASURE3_VALUE3 **1400/101 **MM_MANUFACTURER **ABB |  | 061207 | 85015100 | AC motors, multi-phase, of an output > 37,5 W but <= 750 W |  | Cleansed | MOTOR | GEAR |  |  | ABB | OEM | HXUR165O2 V1 |  |  | POWER | 0,55KW | NOMINAL VOLTAGE | 400VAC | NOMINAL ROTATION SPEED | 1400/101RPM | MOUNTING POSITION |  | GEAR RATIO | [8 empty] | https://new.abb.com/products/41039396/41039396 |  |  | URL for Reference only | QC Completed
STP_008 | Data Enrichment | SMX | OK | 2023-07-10 | 2023-07-10 | MUF | OK | 2023-07-14 | 2023-07-14 | 162004 |  | 162004 | M | ZRSA | EN | 06 | [7 empty] | PC | 0 | 0 | KG | 0 | 0 | [5 empty] | PC |  | Z002 | [12 empty] | VAIHDEMOOTT FAF37 DV100M4 | GEAR MOD FAF37 DV100M4 | MM_MEASUREMENT1_VALUE1 **2.2KW **MM_TYPE **FAF37 DV100M4 **MM_MEASUREMENT4_VALUE4 **AS.M5 **MM_MEASUREMENT2_VALUE2 **400V **MM_MEASUREMENT3_VALUE3 **1410/334 **MM_MANUFACTURER **SEW |  | 061207 | 85015100 | AC motors, multi-phase, of an output > 37,5 W but <= 750 W |  | Enriched | MOTOR | GEAR |  |  | SEW-EURODRIVE | OEM | FAF37 DV100M4 |  |  | POWER | 2,2KW | NOMINAL VOLTAGE | 400VAC | NOMINAL ROTATION SPEED | 1410/334RPM | MOUNTING POSITION | M5 | GEAR RATIO |  |  |  | AS |  |  |  |  | https://download.sew-eurodrive.com/download/pdf/11358912.pdf |  |  |  | QC Completed
STP_008 | Data Enrichment | SMX | OK | 2023-07-10 | 2023-07-11 | MUF | OK | 2023-07-14 | 2023-07-14 | 162022 |  | 162022 | M | ZRSA | EN | 06 | [7 empty] | PC | 0 | 0 | KG | 0 | 0 | [5 empty] | PC |  | Z002 | [12 empty] | VAIHDEMOOTT R40 D14DT80K4 | GEAR MOD R40 D14DT80K4 | MM_MEASUREMENT1_VALUE1 **0.55KW **MM_TYPE **R40 D14DT80K4 **MM_MEASUREMENT4_VALUE4 **I=24.96 AS.B3 **MM_MEASUREMENT2_VALUE2 **400V **MM_MEASUREMENT3_VALUE3 **1380/12.7-63 **MM_MANUFACTURER **SEW |  | 061207 | 85015100 | AC motors, multi-phase, of an output > 37,5 W but <= 750 W |  | Enriched | MOTOR | GEAR |  |  | SEW-EURODRIVE | OEM | R40 D14DT80K4 |  |  | POWER | 0,55KW | NOMINAL VOLTAGE | 400VAC | NOMINAL ROTATION SPEED | 1380/12,7-63RPM | MOUNTING POSITION | B3 | GEAR RATIO | 24,96 |  |  | AS |  |  |  |  | https://download.sew-eurodrive.com/download/pdf/11508639_G08.pdf |  |  |  | QC Completed
STP_008 | Data Enrichment | SMX | OK | 2023-07-10 | 2023-07-11 | MUF | OK | 2023-07-14 | 2023-07-14 | 162026 |  | 162026 | M | ZRSA | EN | 06 | [7 empty] | PC | 0 | 0 | KG | 0 | 0 | [5 empty] | PC |  | Z002 | [12 empty] | VAIHDEMOOTT WA20 DT63L2¦VAIHDEMOOTT FA97/G DV132 M4 | GEARBOX WA20 DT63L2¦GEARBOX FA97/G DV132 M4 | MM_MEASURE1_VALUE1 **7.5KW **MM_TYPE **FA97/G DV132M4 **MM_MEASURE2_VALUE2 **400V **MM_MEASURE3_VALUE3 **1430/65 **MM_MANUFACTURER **SEW |  | 061207 | 85015220 | AC motors, multi-phase, of an output > 750 W but <= 7,5 kW |  | Enriched | MOTOR | GEAR |  |  | SEW-EURODRIVE | OEM | FA97/G DV132 M4 |  |  | POWER | 7,5KW | NOMINAL VOLTAGE | 400VAC | NOMINAL ROTATION SPEED | 1430/65RPM | MOUNTING POSITION |  | GEAR RATIO | 10 |  |  | ALTERNATE MPN:FA97/G DV132 M4,WITH GEARBOX |  |  |  |  | https://download.sew-eurodrive.com/download/pdf/16795210_G08.pdf | https://www.abf.store/s/en/electric-motors/WA20-DR63L2-SEW-EURODRIVE/1174608 |  |  | QC Completed
STP_008 | Data Enrichment | SMX | OK | 2023-07-10 | 2023-07-11 | MUF | OK | 2023-07-14 | 2023-07-14 | 162032 |  | 162032 | M | ZRSA | EN | 06 | [7 empty] | PC | 0 | 0 | KG | 0 | 0 | [5 empty] | PC |  | Z002 | [12 empty] | VAIHDEMOOTT R60 DT90L4 BMG | GEAR MOOT R60 DT90L4 BMG | MM_FEATURE **BRAKE 400V, M 20NM **MM_MEASUREMENT1_VALUE1 **1.5KW **MM_TYPE **R60 DT90L4 BMG **MM_MEASUREMENT4_VALUE4 **I=4.34 AS.B3 **MM_MEASUREMENT2_VALUE2 **400V **MM_MEASUREMENT3_VALUE3 **1410/ 325 **MM_MANUFACTURER **SEW |  | 061207 | 85015100 | AC motors, multi-phase, of an output > 37,5 W but <= 750 W |  | Enriched | MOTOR | GEAR |  |  | SEW-EURODRIVE | OEM | R60 DT90L4 BMG |  |  | POWER | 1,5KW | NOMINAL VOLTAGE | 400VAC | NOMINAL ROTATION SPEED | 1410/325RPM | MOUNTING POSITION | B3 | GEAR RATIO | 4,34 |  |  | BRAKE VOLTAGE:400V,TORQUE RATING:20NM,AS |  |  |  |  | https://download.sew-eurodrive.com/download/pdf/11508639_G08.pdf |  |  |  | QC Completed
STP_008 | Data Enrichment | SMX | OK | 2023-07-10 | 2023-07-11 | MUF | OK | 2023-07-14 | 2023-07-14 | 162044 |  | 162044 | M | ZRSA | EN | 06 | [7 empty] | PC | 0 | 0 | KG | 0 | 0 | [5 empty] | PC |  | Z002 | [12 empty] | VAIHDEMOOTT WA30 DT80K4/BMG/HR/NV16/MM | GEARBOX WA30 DT80K4/BMG/HR/NV16/MM | MM_FEATURE **BRAKE 230V, M 10NM **MM_MEASUREMENT1_VALUE1 **0.11KW **MM_TYPE **WA30 DT80K4/BMG/HR/NV16/MM05 **MM_MEASUREMENT4_VALUE4 **AS.M4A **MM_MEASUREMENT3_VALUE3 **1400-137/280- 27 **MM_MANUFACTURER **SEW |  | 061207 | 85015100 | AC motors, multi-phase, of an output > 37,5 W but <= 750 W |  | Enriched | MOTOR | GEAR |  |  | SEW-EURODRIVE | OEM | WA30 DT80K4/BMG/HR/NV16/MM |  |  | POWER | 0,11KW | NOMINAL VOLTAGE |  | NOMINAL ROTATION SPEED | 1400-137/280-27RPM | MOUNTING POSITION | M4A | GEAR RATIO |  |  |  | BRAKE VOLTAGE:230V,TORQUE RATING:10NM,WITH GEARBOX,AS |  |  |  |  | https://download.sew-eurodrive.com/download/pdf/11508639_G08.pdf | https://picclick.com/SEW-EURODRIVE-WA30-DT80K4-BMG-TH-ISU-055KW-Gear-Motor-230-460V-3Ph-124211005960.html |  |  | QC Completed
STP_008 | Data Enrichment | SMX | OK | 2023-07-10 | 2023-07-11 | MUF | OK | 2023-07-14 | 2023-07-14 | 162045 |  | 162045 | M | ZRSA | EN | 06 | [7 empty] | PC | 0 | 0 | KG | 0 | 0 | [5 empty] | PC |  | Z002 | [12 empty] | VAIHDEMOOTT R32 DT80K4 BMG | GEAR MOOT R32 DT80K4 BMG | MM_FEATURE **BRAKE 400V, M 10NM **MM_MEASUREMENT1_VALUE1 **0.55KW **MM_TYPE **R32 DT80K4 BMG **MM_MEASUREMENT4_VALUE4 **AS.M1 **MM_MEASUREMENT2_VALUE2 **400V **MM_MEASUREMENT3_VALUE3 **1360/89 **MM_MANUFACTURER * *SEW |  | 061207 | 85015100 | AC motors, multi-phase, of an output > 37,5 W but <= 750 W |  | Enriched | MOTOR | GEAR |  |  | SEW-EURODRIVE | OEM | R32 DT80K4 BMG |  |  | POWER | 0,55KW | NOMINAL VOLTAGE | 400VAC | NOMINAL ROTATION SPEED | 1360/89RPM | MOUNTING POSITION | M1 | GEAR RATIO |  |  |  | BRAKE VOLTAGE:400V,TORQUE RATING:10NM,AS |  |  |  |  | https://download.sew-eurodrive.com/download/pdf/11508639_G08.pdf |  |  |  | QC Completed
STP_008 | Data Enrichment | SMX | OK | 2023-07-10 | 2023-07-11 | MUF | OK | 2023-07-14 | 2023-07-14 | 162054 |  | 162054 | M | ZRSA | EN | 06 | [7 empty] | PC | 0 | 0 | KG | 0 | 0 | [5 empty] | PC |  | Z002 | [12 empty] | VAIHDEMOOTT R47 DT71D4 BMG | GEAR MOOT R47 DT71D4 BMG | MM_FEATURE **BRAKE 400V, M 5NM **MM_MEASUREMENT1_VALUE1 **0.37KW **MM_TYPE **R47 DT71D4 BMG **MM_MEASUREMENT4_VALUE4 **AS.M1 **MM_MEASUREMENT2_VALUE2 **400V **MM_MEASUREMENT3_VALUE3 **1380/14 **MM_MANUFACTURER * *SEW |  | 061207 | 85015100 | AC motors, multi-phase, of an output > 37,5 W but <= 750 W |  | Enriched | MOTOR | GEAR |  |  | SEW-EURODRIVE | OEM | R47 DT71D4 BMG |  |  | POWER | 0,37KW | NOMINAL VOLTAGE | 400VAC | NOMINAL ROTATION SPEED | 1380/14RPM | MOUNTING POSITION | M1 | GEAR RATIO |  |  |  | BRAKE VOLTAGE:400V,TORQUE RATING:5NM,AS |  |  |  |  | https://download.sew-eurodrive.com/download/pdf/11508639_G08.pdf |  |  |  | QC Completed
STP_008 | Data Enrichment | SMX | OK | 2023-07-10 | 2023-07-10 | MUF | OK | 2023-07-14 | 2023-07-14 | 162055 |  | 162055 | M | ZRSA | EN | 06 | [7 empty] | PC | 0 | 0 | KG | 0 | 0 | [5 empty] | PC |  | Z002 | [12 empty] | VAIHDEMOOTT R47 DT90S4 | GEARBOX R47 DT90S4 | MM_MEASUREMENT1_VALUE1 **1.1KW **MM_TYPE **R47 DT90S4 **MM_MEASUREMENT4_VALUE4 **I=14.56 AS.M5 **MM_MEASUREMENT2_VALUE2 **400V **MM_MEASUREMENT3_VALUE3 **1400/96 **MM_MANUFACTURER **SEW |  | 061207 | 85015100 | AC motors, multi-phase, of an output > 37,5 W but <= 750 W |  | Enriched | MOTOR | GEAR |  |  | SEW-EURODRIVE | OEM | R47 DT90S4 |  |  | POWER | 1,1KW | NOMINAL VOLTAGE | 400VAC | NOMINAL ROTATION SPEED | 1400/96RPM | MOUNTING POSITION | M5 | GEAR RATIO | 14,56 |  |  | AS |  |  |  |  | https://download.sew-eurodrive.com/download/pdf/9PD0007.pdf |  |  |  | QC Completed
STP_008 | Data Enrichment | SMX | OK | 2023-07-10 | 2023-07-13 | MUF | OK | 2023-07-14 | 2023-07-14 | 162056 |  | 162056 | M | ZRSA | EN | 06 | [7 empty] | PC | 0 | 0 | KG | 0 | 0 | [5 empty] | PC |  | Z002 | [12 empty] | VAIHDEMOOTT DK94 41/216 | GEAR MODE DK94 41/216 | MM_MEASUREMENT1_VALUE1 **1.1KW **MM_TYPE **DK94 41/216 **MM_MEASUREMENT4_VALUE4 **AS.B3 **MM_MEASUREMENT3_VALUE3 **1420/30 **MM_MANUFACTURER **BAUER |  | 061207 | 85015100 | AC motors, multi-phase, of an output > 37,5 W but <= 750 W |  | Cleansed | MOTOR | GEAR |  |  | BAUER | OEM | DK94 41/216 |  |  | POWER | 1,1KW | NOMINAL VOLTAGE |  | NOMINAL ROTATION SPEED | 1420/30RPM | MOUNTING POSITION | B3 | GEAR RATIO |  |  |  | AS |  |  |  |  | https://www.mt24.com/en/Electric-motors/Gear-Motors/Gearmotor-G12-11-DK-94-216.html |  |  | Partially Match | QC Completed
STP_008 | Data Enrichment | SMX | OK | 2023-07-10 | 2023-07-10 | MUF | OK | 2023-07-14 | 2023-07-14 | 162057 |  | 162057 | M | ZRSA | EN | 06 | [7 empty] | PC | 0 | 0 | KG | 0 | 0 | [5 empty] | PC |  | Z002 | [12 empty] | VAIHDEMOOTT R60 DT90S4 | GEAR MOD R60 DT90S4 | MM_MEASUREMENT1_VALUE1 **1.1KW **MM_TYPE **R60 DT90S4 **MM_MEASUREMENT4_VALUE4 **I=11.57 AS.B7 **MM_MEASUREMENT2_VALUE2 **400V **MM_MEASUREMENT3_VALUE3 **1400/121 **MM_MANUFACTURER **SEW |  | 061207 | 85015100 | AC motors, multi-phase, of an output > 37,5 W but <= 750 W |  | Enriched | MOTOR | GEAR |  |  | SEW-EURODRIVE | OEM | R60 DT90S4 |  |  | POWER | 1,1KW | NOMINAL VOLTAGE | 400VAC | NOMINAL ROTATION SPEED | 1400/121RPM | MOUNTING POSITION | B7 | GEAR RATIO | 11,57 |  |  | AS |  |  |  |  | https://download.sew-eurodrive.com/download/pdf/9PD0007.pdf |  |  |  | QC Completed
STP_008 | Data Enrichment | SMX | OK | 2023-07-10 | 2023-07-10 | MUF | OK | 2023-07-14 | 2023-07-14 | 162060 |  | 162060 | M | ZRSA | EN | 06 | [7 empty] | PC | 0 | 0 | KG | 0 | 0 | [5 empty] | PC |  | Z002 | [12 empty] | VAIHDEMOOTT R57 DT90S4 BMG | GEAR MODULE R57 DT90S4 BMG | MM_FEATURE **BRAKE 400V, M 20NM **MM_MEASUREMENT1_VALUE1 **1.1KW **MM_TYPE **R57 DT90S4 BMG **MM_MEASUREMENT4_VALUE4 **AS.M1 **MM_MEASUREMENT2_VALUE2 **400V **MM_MEASUREMENT3_VALUE3 **1400/38 **MM_MANUFACTURER * *SEW |  | 061207 | 85015100 | AC motors, multi-phase, of an output > 37,5 W but <= 750 W |  | Enriched | MOTOR | GEAR | BRAKE |  | SEW-EURODRIVE | OEM | R57 DT90S4 BMG |  |  | POWER | 1,1KW | NOMINAL VOLTAGE | 400VAC | NOMINAL ROTATION SPEED | 1400/38RPM | MOUNTING POSITION | M1 | GEAR RATIO |  |  |  | BRAKE VOLTAGE:400V,TORQUE RATING:20NM,AS |  |  |  |  | https://download.sew-eurodrive.com/download/pdf/9PD0007.pdf |  |  |  | QC Completed
STP_008 | Data Enrichment | SMX | OK | 2023-07-10 | 2023-07-10 | MUF | OK | 2023-07-14 | 2023-07-14 | 162061 |  | 162061 | M | ZRSA | EN | 06 | [7 empty] | PC | 0 | 0 | KG | 0 | 0 | [5 empty] | PC |  | Z002 | [12 empty] | VAIHDEMOOTT R60 DT90S4 | GEAR MOD R60 DT90S4 | MM_MEASURE1_VALUE1 **1.1KW **MM_TYPE **R60 DT90S4 **MM_MEASURE4_VALUE4 **I=13.27 AS.B6 **MM_MEASURE2_VALUE2 **400V **MM_MEASURE3_VALUE3 **1400/106 **MM_MANUFACTURER **SEW |  | 061207 | 85015100 | AC motors, multi-phase, of an output > 37,5 W but <= 750 W |  | Enriched | MOTOR | GEAR |  |  | SEW-EURODRIVE | OEM | R60 DT90S4 |  |  | POWER | 1,1KW | NOMINAL VOLTAGE | 400VAC | NOMINAL ROTATION SPEED | 1400/106RPM | MOUNTING POSITION | B6 | GEAR RATIO | 13,27 |  |  | AS |  |  |  |  | https://download.sew-eurodrive.com/download/pdf/9PD0007.pdf |  |  |  | QC Completed
STP_008 | Data Enrichment | SMX | OK | 2023-07-10 | 2023-07-10 | MUF | OK | 2023-07-14 | 2023-07-14 | 162062 |  | 162062 | M | ZRSA | EN | 06 | [7 empty] | PC | 0 | 0 | KG | 0 | 0 | [5 empty] | PC |  | Z002 | [12 empty] | VAIHDEMOOTT RF47 DV100M4 | GEAR MOD RF47 DV100M4 | MM_MEASUREMENT1_VALUE1 **2.2KW **MM_TYPE **RF47 DV100M4 **MM_MEASUREMENT4_VALUE4 **I=6.96 AS.M1 **MM_MEASUREMENT2_VALUE2 **400V **MM_MEASUREMENT3_VALUE3 **1410/203 **MM_MANUFACTURER **SEW |  | 061207 | 85015100 | AC motors, multi-phase, of an output > 37,5 W but <= 750 W |  | Enriched | MOTOR | GEAR |  |  | SEW-EURODRIVE | OEM | RF47 DV100M4 |  |  | POWER | 2,2KW | NOMINAL VOLTAGE | 400VAC | NOMINAL ROTATION SPEED | 1410/203RPM | MOUNTING POSITION | M1 | GEAR RATIO | 6,96 |  |  | AS |  |  |  |  | https://download.sew-eurodrive.com/download/pdf/11358912.pdf |  |  |  | QC Completed
STP_008 | Data Enrichment | SMX | OK | 2023-07-10 | 2023-07-11 | MUF | OK | 2023-07-14 | 2023-07-14 | 162063 |  | 162063 | M | ZRSA | EN | 06 | [7 empty] | PC | 0 | 0 | KG | 0 | 0 | [5 empty] | PC |  | Z002 | [12 empty] | VAIHDEMOOTT RF42 DT90L4 | GEAR MOOT RF42 DT90L4 | MM_MEASUREMENT1_VALUE1 **1.5KW **MM_TYPE **RF42 DT90L4 **MM_MEASUREMENT4_VALUE4 **I=6.26 AS.M1 **MM_MEASUREMENT2_VALUE2 **400V **MM_MEASUREMENT3_VALUE3 **1410/225 **MM_MANUFACTURER **SEW |  | 061207 | 85015100 | AC motors, multi-phase, of an output > 37,5 W but <= 750 W |  | Enriched | MOTOR | GEAR |  |  | SEW-EURODRIVE | OEM | RF42 DT90L4 |  |  | POWER | 1,5KW | NOMINAL VOLTAGE | 400VAC | NOMINAL ROTATION SPEED | 1410/225RPM | MOUNTING POSITION | M1 | GEAR RATIO | 6,26 |  |  | AS |  |  |  |  | https://download.sew-eurodrive.com/download/pdf/11508639_G08.pdf |  |  |  | QC Completed
STP_008 | Data Enrichment | SMX | OK | 2023-07-10 | 2023-07-11 | MUF | OK | 2023-07-14 | 2023-07-14 | 162065 |  | 162065 | M | ZRSA | EN | 06 | [7 empty] | PC | 0 | 0 | KG | 0 | 0 | [5 empty] | PC |  | Z002 | [12 empty] | VAIHDEMOOTT R40 DT80K4 BMG | GEAR MOOT R40 DT80K4 BMG | MM_FEATURE **BRAKE 400V, M 10NM **MM_MEASUREMENT1_VALUE1 **0.55KW **MM_TYPE **R40 DT80K4 BMG **MM_MEASUREMENT4_VALUE4 **I=9.64 AS.B3 **MM_MEASUREMENT2_VALUE2 **400V **MM_MEASUREMENT3_VALUE3 **1360/ 141 **MM_MANUFACTURER **SEW |  | 061207 | 85015100 | AC motors, multi-phase, of an output > 37,5 W but <= 750 W |  | Enriched | MOTOR | GEAR |  |  | SEW-EURODRIVE | OEM | R40 DT80K4 BMG |  |  | POWER | 0,55KW | NOMINAL VOLTAGE | 400VAC | NOMINAL ROTATION SPEED | 1360/141RPM | MOUNTING POSITION | B3 | GEAR RATIO | 9,64 |  |  | BRAKE VOLTAGE:400V,TORQUE RATING:10NM,AS |  |  |  |  | https://download.sew-eurodrive.com/download/pdf/11508639_G08.pdf |  |  |  | QC Completed
STP_008 | Data Enrichment | SMX | OK | 2023-07-10 | 2023-07-11 | MUF | OK | 2023-07-14 | 2023-07-14 | 162067 |  | 162067 | M | ZRSA | EN | 06 | [7 empty] | PC | 0 | 0 | KG | 0 | 0 | [5 empty] | PC |  | Z002 | [12 empty] | VAIHDEMOOTT R77 DV100L4 | GEAR MOD R77 DV100L4 | MM_MEASUREMENT1_VALUE1 **3.0KW **MM_TYPE **R77 DV100L4 **MM_MEASUREMENT4_VALUE4 **I=45.81 AS.M6 **MM_MEASUREMENT2_VALUE2 **400V **MM_MEASUREMENT3_VALUE3 **1400/31 **MM_MANUFACTURER_NO **64.8249042201.0001X23 ** MM_MANUFACTURER **SEW |  | 061207 | 85015100 | AC motors, multi-phase, of an output > 37,5 W but <= 750 W |  | Enriched | MOTOR | GEAR |  |  | SEW-EURODRIVE | OEM | R77 DV100L4 |  |  | POWER | 3KW | NOMINAL VOLTAGE | 400VAC | NOMINAL ROTATION SPEED | 1400/31RPM | MOUNTING POSITION | M6 | GEAR RATIO | 45,81 |  |  | ALTERNATE MPN:64.8249042201.0001X23,AS |  |  |  |  | https://download.sew-eurodrive.com/download/pdf/16795210_G08.pdf | https://psauction.com/item/view/323108/vaxelmotor-sew-r77-dv100l4-bmg |  |  | QC Completed
STP_008 | Data Enrichment | SMX | OK | 2023-07-10 | 2023-07-11 | MUF | OK | 2023-07-14 | 2023-07-14 | 162070 |  | 162070 | M | ZRSA | EN | 06 | [7 empty] | PC | 0 | 0 | KG | 0 | 0 | [5 empty] | PC |  | Z002 | [12 empty] | VAIHDEMOOTT RF37 DFV100M4 | GEAR MOD RF37 DFV100M4 | MM_MEASUREMENT1_VALUE1 **2.2KW **MM_TYPE **RF37 DFV100M4 **MM_MEASUREMENT4_VALUE4 **I=6.68 AS.M1 **MM_MEASUREMENT2_VALUE2 **400V **MM_MEASUREMENT3_VALUE3 **1410/211 **MM_MANUFACTURER **SEW |  | 061207 | 85015100 | AC motors, multi-phase, of an output > 37,5 W but <= 750 W |  | Enriched | MOTOR | GEAR |  |  | SEW-EURODRIVE | OEM | RF37 DFV100M4 |  |  | POWER | 2,2KW | NOMINAL VOLTAGE | 400VAC | NOMINAL ROTATION SPEED | 1410/211RPM | MOUNTING POSITION | M1 | GEAR RATIO | 6,68 |  |  | AS |  |  |  |  | https://download.sew-eurodrive.com/download/pdf/16795210_G08.pdf |  |  |  | QC Completed
STP_008 | Data Enrichment | SMX | OK | 2023-07-10 | 2023-07-10 | MUF | OK | 2023-07-14 | 2023-07-14 | 162071 |  | 162071 | M | ZRSA | EN | 06 | [7 empty] | PC | 0 | 0 | KG | 0 | 0 | [5 empty] | PC |  | Z002 | [12 empty] | VAIHDEMOOTT R57 DT90S4 BMG | GEAR MODULE R57 DT90S4 BMG | MM_FEATURE **BRAKE 400V, M 20NM **MM_MEASUREMENT1_VALUE1 **1.1KW **MM_TYPE **R57 DT90S4 BMG **MM_MEASUREMENT4_VALUE4 **I=69.23 AS.B3 **MM_MEASUREMENT2_VALUE2 **400V **MM_MEASUREMENT3_VALUE3 **1400/ 20 **MM_MANUFACTURER **SEW |  | 061207 | 85015100 | AC motors, multi-phase, of an output > 37,5 W but <= 750 W |  | Enriched | MOTOR | GEAR | BRAKE |  | SEW-EURODRIVE | OEM | R57 DT90S4 BMG |  |  | POWER | 1,1KW | NOMINAL VOLTAGE | 400VAC | NOMINAL ROTATION SPEED | 1400/20RPM | MOUNTING POSITION | B3 | GEAR RATIO | 69,23 |  |  | BRAKE VOLTAGE:400V,AS |  |  |  |  | https://download.sew-eurodrive.com/download/pdf/9PD0007.pdf |  |  |  | QC Completed
STP_008 | Data Enrichment | SMX | OK | 2023-07-10 | 2023-07-11 | MUF | OK | 2023-07-14 | 2023-07-14 | 162078 |  | 162078 | M | ZRSA | EN | 06 | [7 empty] | PC | 0 | 0 | KG | 0 | 0 | [5 empty] | PC |  | Z002 | [12 empty] | VAIHDEMOOTT FA60 DT90L4 | GEAR MOD FA60 DT90L4 | MM_MEASURE1_VALUE1 **1.5KW **MM_TYPE **FA60 DT90L4 **MM_MEASURE2_VALUE2 **400V **MM_MEASURE3_VALUE3 **1420/25 **MM_MANUFACTURER **SEW |  | 061207 | 85015100 | AC motors, multi-phase, of an output > 37,5 W but <= 750 W |  | Enriched | MOTOR | GEAR |  |  | SEW-EURODRIVE | OEM | FA60 DT90L4 |  |  | POWER | 1,5KW | NOMINAL VOLTAGE | 400VAC | NOMINAL ROTATION SPEED | 1420/25RPM | MOUNTING POSITION |  | GEAR RATIO | [8 empty] | https://download.sew-eurodrive.com/download/pdf/11508639_G08.pdf |  |  |  | QC Completed
STP_008 | Data Enrichment | SMX | OK | 2023-07-10 | 2023-07-10 | MUF | OK | 2023-07-14 | 2023-07-14 | 162084 |  | 162084 | M | ZRSA | EN | 06 | [7 empty] | PC | 0 | 0 | KG | 0 | 0 | [5 empty] | PC |  | Z002 | [12 empty] | VAIHDEMOOTT FA87 DT100L4 | GEAR MOD FA87 DT100L4 | MM_MEASURE1_VALUE1 **3.0KW **MM_TYPE **FA87 DT100L4 **MM_MEASURE4_VALUE4 **AS.M4 **MM_MEASURE2_VALUE2 **690V **MM_MEASURE3_VALUE3 **1400/25 **MM_MANUFACTURER **SEW |  | 061207 | 85015100 | AC motors, multi-phase, of an output > 37,5 W but <= 750 W |  | Enriched | MOTOR | GEAR |  |  | SEW-EURODRIVE | OEM | FA87 DT100L4 |  |  | POWER | 3KW | NOMINAL VOLTAGE | 690VAC | NOMINAL ROTATION SPEED | 1400/25RPM | MOUNTING POSITION | M4 | GEAR RATIO |  |  |  | AS |  |  |  |  | https://download.sew-eurodrive.com/download/pdf/11358912.pdf |  |  |  | QC Completed
STP_008 | Data Enrichment | SMX | OK | 2023-07-10 | 2023-07-11 | MUF | OK | 2023-07-14 | 2023-07-14 | 162085 |  | 162085 | M | ZRSA | EN | 06 | [7 empty] | PC | 0 | 0 | KG | 0 | 0 | [5 empty] | PC |  | Z002 | [12 empty] | OIKOSULKUM R103 DV132M4 | SHORT CIRCUIT R103 DV132M4 | MM_MEASUREMENT1_VALUE1 **7.5KW **MM_TYPE **R103 DV132M4 **MM_MEASUREMENT2_VALUE2 **690V **MM_MEASUREMENT3_VALUE3 **1430/48 **MM_MANUFACTURER **SEW |  | 061201 | 85015220 | AC motors, multi-phase, of an output > 750 W but <= 7,5 kW |  | Enriched | MOTOR | GEAR | SHORT CIRCUIT |  | SEW-EURODRIVE | OEM | R103 DV132M4 |  |  | POWER | 7,5KW | NOMINAL VOLTAGE | 690VAC | NOMINAL ROTATION SPEED | 1430/48RPM | MOUNTING POSITION |  | GEAR RATIO | [8 empty] | https://download.sew-eurodrive.com/download/pdf/16795210_G08.pdf | https://www.zgznh.com/sell/show-2154703.html |  |  | QC Completed
STP_008 | Data Enrichment | SMX | OK | 2023-07-10 | 2023-07-11 | MUF | OK | 2023-07-14 | 2023-07-14 | 162089 |  | 162089 | M | ZRSA | EN | 06 | [7 empty] | PC | 0 | 0 | KG | 0 | 0 | [5 empty] | PC |  | Z002 | [12 empty] | VAIHDEMOOTT FA77/G DV100L4 | GEAR MOD FA77/G DV100L4 | MM_MEASUREMENT1_VALUE1 **3.0KW **MM_TYPE **FA77/G DV100L4 **MM_MEASUREMENT4_VALUE4 **AS.M6 **MM_MEASUREMENT2_VALUE2 **690V **MM_MEASUREMENT3_VALUE3 **1400/21 **MM_MANUFACTURER **SEW |  | 061207 | 85015100 | AC motors, multi-phase, of an output > 37,5 W but <= 750 W |  | Enriched | MOTOR | GEAR |  |  | SEW-EURODRIVE | OEM | FA77/G DV100L4 |  |  | POWER | 3KW | NOMINAL VOLTAGE | 690VAC | NOMINAL ROTATION SPEED | 1400/21RPM | MOUNTING POSITION | M6 | GEAR RATIO |  |  |  | AS |  |  |  |  | https://download.sew-eurodrive.com/download/pdf/11358912.pdf |  |  |  | QC Completed
STP_008 | Data Enrichment | SMX | OK | 2023-07-10 | 2023-07-10 | MUF | OK | 2023-07-14 | 2023-07-14 | 162093 |  | 162093 | M | ZRSA | EN | 06 | [7 empty] | PC | 0 | 0 | KG | 0 | 0 | [5 empty] | PC |  | Z002 | [12 empty] | VAIHDEMOOTT FA70 DT100L4 | GEAR MOD FA70 DT100L4 | MM_MEASURE1_VALUE1 **3.0 KW **MM_TYPE **FA70 DT100L4 **MM_MEASURE4_VALUE4 **AS.H2 **MM_MEASURE2_VALUE2 **690V **MM_MEASURE3_VALUE3 **1400/40 **MM_MANUFACTURER **SEW |  | 061207 | 85015100 | AC motors, multi-phase, of an output > 37,5 W but <= 750 W |  | Enriched | MOTOR | GEAR |  |  | SEW-EURODRIVE | OEM | FA70 DT100L4 |  |  | POWER | 3KW | NOMINAL VOLTAGE | 690VAC | NOMINAL ROTATION SPEED | 1400/40RPM | MOUNTING POSITION | H2 | GEAR RATIO |  |  |  | AS |  |  |  |  | https://download.sew-eurodrive.com/download/pdf/11358912.pdf |  |  |  | QC Completed
STP_008 | Data Enrichment | SMX | OK | 2023-07-10 | 2023-07-11 | MUF | OK | 2023-07-14 | 2023-07-14 | 162098 |  | 162098 | M | ZRSA | EN | 06 | [7 empty] | PC | 0 | 0 | KG | 0 | 0 | [5 empty] | PC |  | Z002 | [12 empty] | VAIHDEMOOTT R40 DT80N4/TH | GEAR MODULE R40 DT80N4/TH | MM_MEASUREMENT1_VALUE1 **0.75KW **MM_TYPE **R40 DT80N4/TH **MM_MEASUREMENT4_VALUE4 **I=16.25 AS.B3 **MM_MEASUREMENT2_VALUE2 **400V **MM_MEASUREMENT3_VALUE3 **1380/85 **MM_MANUFACTURER **SEW |  | 061207 | 85015100 | AC motors, multi-phase, of an output > 37,5 W but <= 750 W |  | Enriched | MOTOR | GEAR |  |  | SEW-EURODRIVE | OEM | R40 DT80N4/TH |  |  | POWER | 0,75KW | NOMINAL VOLTAGE | 400VAC | NOMINAL ROTATION SPEED | 1380/85RPM | MOUNTING POSITION | B3 | GEAR RATIO | 16,25 |  |  | AS |  |  |  |  | https://download.sew-eurodrive.com/download/pdf/11508639_G08.pdf |  |  |  | QC Completed
STP_008 | Data Enrichment | SMX | OK | 2023-07-10 | 2023-07-10 | MUF | OK | 2023-07-14 | 2023-07-14 | 162100 |  | 162100 | M | ZRSA | EN | 06 | [7 empty] | PC | 0 | 0 | KG | 0 | 0 | [5 empty] | PC |  | Z002 | [12 empty] | VAIHDEMOOTT R77 DV100M4 | GEAR MOD R77 DV100M4 | MM_MEASUREMENT1_VALUE1 **2.2KW **MM_TYPE **R77 DV100M4 **MM_MEASUREMENT4_VALUE4 **I=10.88 AS.M6 **MM_MEASUREMENT2_VALUE2 **400V **MM_MEASUREMENT3_VALUE3 **1410/130 **MM_MANUFACTURER **SEW |  | 061207 | 85015100 | AC motors, multi-phase, of an output > 37,5 W but <= 750 W |  | Enriched | MOTOR | GEAR |  |  | SEW-EURODRIVE | OEM | R77 DV100M4 |  |  | POWER | 2,2KW | NOMINAL VOLTAGE | 400VAC | NOMINAL ROTATION SPEED | 1410/130RPM | MOUNTING POSITION | M6 | GEAR RATIO | 10,88 |  |  | AS |  |  |  |  | https://download.sew-eurodrive.com/download/pdf/11358912.pdf |  |  |  | QC Completed
STP_008 | Data Enrichment | SMX | OK | 2023-07-10 | 2023-07-11 | MUF | OK | 2023-07-14 | 2023-07-14 | 162102 |  | 162102 | M | ZRSA | EN | 06 | [7 empty] | PC | 0 | 0 | KG | 0 | 0 | [5 empty] | PC |  | Z002 | [12 empty] | VAIHDEMOOTT R97 DV132M4 BM | GEAR MOD R97 DV132M4 BM | MM_FEATURE **BRAKE 400V, M 100NM **MM_MEASUREMENT1_VALUE1 **7.5KW **MM_TYPE **R97 DV132M4 BM **MM_MEASUREMENT4_VALUE4 **AS.M1 **MM_MEASUREMENT2_VALUE2 **690V **MM_MEASUREMENT3_VALUE3 **1430/43 **MM_MANUFACTURER_NO * *64.7432611104.0001.17 **MM_MANUFACTURER **SEW |  | 061207 | 85015220 | AC motors, multi-phase, of an output > 750 W but <= 7,5 kW |  | Enriched | MOTOR | GEAR | BRAKE |  | SEW-EURODRIVE | OEM | R97 DV132M4 BM |  |  | POWER | 7,5KW | NOMINAL VOLTAGE | 690VAC | NOMINAL ROTATION SPEED | 1430/43RPM | MOUNTING POSITION | M1 | GEAR RATIO |  |  |  | ALTERNATE MPN:64.7432611104.0001.17,BRAKE VOLTAGE:400V,TORQUE RATING:100NM,AS |  |  |  |  | https://download.sew-eurodrive.com/download/pdf/16795210_G08.pdf |  |  |  | QC Completed
STP_008 | Data Enrichment | SMX | OK | 2023-07-10 | 2023-07-11 | MUF | OK | 2023-07-14 | 2023-07-14 | 162105 |  | 162105 | M | ZRSA | EN | 06 | [7 empty] | PC | 0 | 0 | KG | 0 | 0 | [5 empty] | PC |  | Z002 | [12 empty] | VAIHDEMOOTT FA97/G DV160M4 | GEAR MOD FA97/G DV160M4 | MM_MEASURE1_VALUE1 **11KW **MM_TYPE **FA97/G DV160M4 **MM_MEASURE2_VALUE2 **690V **MM_MEASURE3_VALUE3 **1440/65 **MM_MANUFACTURER **SEW |  | 061207 | 85015220 | AC motors, multi-phase, of an output > 750 W but <= 7,5 kW |  | Enriched | MOTOR | GEAR |  |  | SEW-EURODRIVE | OEM | FA97/G DV160M4 |  |  | POWER | 11KW | NOMINAL VOLTAGE | 690VAC | NOMINAL ROTATION SPEED | 1440/65RPM | MOUNTING POSITION |  | GEAR RATIO | [8 empty] | https://download.sew-eurodrive.com/download/pdf/16795210_G08.pdf |  |  |  | QC Completed
STP_008 | Data Enrichment | SMX | OK | 2023-07-10 | 2023-07-10 | MUF | OK | 2023-07-14 | 2023-07-14 | 162109 |  | 162109 | M | ZRSA | EN | 06 | [7 empty] | PC | 0 | 0 | KG | 0 | 0 | [5 empty] | PC |  | Z002 | [12 empty] | VAIHDEMOOTT RF37 DV100M4 | GEAR MOD RF37 DV100M4 | MM_MEASUREMENT1_VALUE1 **2.2KW **MM_TYPE **RF37 DV100M4 **MM_MEASUREMENT4_VALUE4 **AS.M1 **MM_MEASUREMENT2_VALUE2 **400V **MM_MEASUREMENT3_VALUE3 **1410/211 **MM_MANUFACTURER **SEW |  | 061207 | 85015100 | AC motors, multi-phase, of an output > 37,5 W but <= 750 W |  | Enriched | MOTOR | GEAR |  |  | SEW-EURODRIVE | OEM | RF37 DV100M4 |  |  | POWER | 2,2KW | NOMINAL VOLTAGE | 400VAC | NOMINAL ROTATION SPEED | 1410/211RPM | MOUNTING POSITION | M1 | GEAR RATIO |  |  |  | AS |  |  |  |  | https://download.sew-eurodrive.com/download/pdf/11358912.pdf |  |  |  | QC Completed
STP_008 | Data Enrichment | SMX | OK | 2023-07-10 | 2023-07-10 | MUF | OK | 2023-07-14 | 2023-07-14 | 162110 |  | 162110 | M | ZRSA | EN | 06 | [7 empty] | PC | 0 | 0 | KG | 0 | 0 | [5 empty] | PC |  | Z002 | [12 empty] | VAIHDEMOOTT R77 DV100M4 BMG | GEAR MOD R77 DV100M4 BMG | MM_FEATURE **BRAKE **MM_MEASUREMENT1_VALUE1 **2.2KW **MM_TYPE **R77 DV100M4 BMG **MM_MEASUREMENT4_VALUE4 **AS.M6 **MM_MEASUREMENT2_VALUE2 **400V **MM_MEASUREMENT3_VALUE3 **1410/90 **MM_MANUFACTURER **SEW |  | 061207 | 85015100 | AC motors, multi-phase, of an output > 37,5 W but <= 750 W |  | Enriched | MOTOR | GEAR | BRAKE |  | SEW-EURODRIVE | OEM | R77 DV100M4 BMG |  |  | POWER | 2,2KW | NOMINAL VOLTAGE | 400VAC | NOMINAL ROTATION SPEED | 1410/90RPM | MOUNTING POSITION | M6 | GEAR RATIO |  |  |  | AS |  |  |  |  | https://download.sew-eurodrive.com/download/pdf/11358912.pdf |  |  |  | QC Completed
STP_008 | Data Enrichment | SMX | OK | 2023-07-10 | 2023-07-11 | MUF | OK | 2023-07-14 | 2023-07-14 | 162111 |  | 162111 | M | ZRSA | EN | 06 | [7 empty] | PC | 0 | 0 | KG | 0 | 0 | [5 empty] | PC |  | Z002 | [12 empty] | VAIHDEMOOTT R87 DV100L4 BMG | GEAR MODULE R87 DV100L4 BMG | MM_FEATURE **BRAKE **MM_MEASUREMENT1_VALUE1 **3.0KW **MM_TYPE **R87 DV100L4 BMG **MM_MEASUREMENT4_VALUE4 **AS.M1 **MM_MEASUREMENT2_VALUE2 **400V **MM_MEASUREMENT3_VALUE3 **1400/29 **MM_MANUFACTURER **SEW |  | 061207 | 85015100 | AC motors, multi-phase, of an output > 37,5 W but <= 750 W |  | Enriched | MOTOR | GEAR | BRAKE |  | SEW-EURODRIVE | OEM | R87 DV100L4 BMG |  |  | POWER | 3KW | NOMINAL VOLTAGE | 400VAC | NOMINAL ROTATION SPEED | 1400/29RPM | MOUNTING POSITION | M1 | GEAR RATIO |  |  |  | AS |  |  |  |  | https://download.sew-eurodrive.com/download/pdf/16795210_G08.pdf |  |  |  | QC Completed
STP_008 | Data Enrichment | SMX | OK | 2023-07-10 | 2023-07-11 | MUF | OK | 2023-07-14 | 2023-07-14 | 162119 |  | 162119 | M | ZRSA | EN | 06 | [7 empty] | PC | 0 | 0 | KG | 0 | 0 | [5 empty] | PC |  | Z002 | [12 empty] | VAIHDEMOOTT R73 DT71D4 BN | GEAR MODULE R73 DT71D4 BN | MM_MEASUREMENT1_VALUE1 **0.37KW **MM_TYPE **R73 DT71D4 BN **MM_MEASUREMENT4_VALUE4 **I=168.79 AS.B3 **MM_MEASUREMENT2_VALUE2 **400V **MM_MEASUREMENT3_VALUE3 **1380/8 **MM_MANUFACTURER **SEW |  | 061207 | 85015100 | AC motors, multi-phase, of an output > 37,5 W but <= 750 W |  | Enriched | MOTOR | GEAR |  |  | SEW-EURODRIVE | OEM | R73 DT71D4 BN |  |  | POWER | 0,37KW | NOMINAL VOLTAGE | 400VAC | NOMINAL ROTATION SPEED | 1380/8RPM | MOUNTING POSITION | B3 | GEAR RATIO | 168,79 |  |  | AS |  |  |  |  | https://download.sew-eurodrive.com/download/pdf/11508639_G08.pdf |  |  |  | QC Completed
STP_008 | Data Enrichment | SMX | OK | 2023-07-10 | 2023-07-11 | MUF | OK | 2023-07-14 | 2023-07-14 | 162128 |  | 162128 | M | ZRSA | EN | 06 | [7 empty] | PC | 0 | 0 | KG | 0 | 0 | [5 empty] | PC |  | Z002 | [12 empty] | OIKOSULKUM K21R160L2 B3 | SHORT CIRCUIT K21R160L2 B3 | MM_MEASUREMENT1_VALUE1 **18.5KW **MM_TYPE **K21R160L2 B3 **MM_STANDARD **IEC 160L42 **MM_MEASUREMENT2_VALUE2 **690V **MM_MEASUREMENT3_VALUE3 **3000 **MM_MANUFACTURER **VEM |  | 061201 | 85015220 | AC motors, multi-phase, of an output > 750 W but <= 7,5 kW |  | Enriched | MOTOR | AC | SHORT CIRCUIT | IEC 160L42 | VEM GROUP | OEM | K21R160L2 B3 |  |  | FRAME SIZE |  | POWER RATING | 18,5KW | VOLTAGE RATING | 690VAC | CURRENT RATING |  | NUMBER OF POLES | 2 |  |  | SPEED RATING:3000RPM |  |  |  |  | https://www.vem-motor.net/shop/k21r160l2-18-5kw-2poles/ |  |  |  | QC Completed
STP_008 | Data Enrichment | SMX | OK | 2023-07-10 | 2023-07-11 | MUF | OK | 2023-07-14 | 2023-07-14 | 162210 |  | 162210 | M | ZRSA | EN | 06 | [7 empty] | PC | 0 | 0 | KG | 0 | 0 | [5 empty] | PC |  | Z002 | [12 empty] | OIKOSULKUM R72LP112 DV112M4 | SHORT CIRCUIT R72LP112 DV112M4 | MM_MEASURE1_VALUE1 **4KW **MM_TYPE **R72LP112 DV112M4 **MM_STANDARD **IEC 28F215 **MM_MEASURE2_VALUE2 **400V **MM_MEASURE3_VALUE3 **1500 **MM_MANUFACTURER **SEW |  | 061201 | 85015100 | AC motors, multi-phase, of an output > 37,5 W but <= 750 W |  | Enriched | MOTOR | GEAR | SHORT CIRCUIT | IEC 28F215 | SEW-EURODRIVE | OEM | R72LP112 DV112M4 |  |  | POWER | 4KW | NOMINAL VOLTAGE | 400VAC | NOMINAL ROTATION SPEED | 1500RPM | MOUNTING POSITION |  | GEAR RATIO | [8 empty] | https://download.sew-eurodrive.com/download/pdf/16795210_G08.pdf |  |  |  | QC Completed
STP_008 | Data Enrichment | SMX | OK | 2023-07-10 | 2023-07-13 | MUF | OK | 2023-07-14 | 2023-07-14 | 162215 |  | 162215 | M | ZRSA | EN | 06 | [7 empty] | PC | 0 | 0 | KG | 0 | 0 | [5 empty] | PC |  | Z002 | [12 empty] | VAIHDEMOOTT 90S2 | GEAR MODE 90S2 | MM_MEASURE1_VALUE1 **1.5KW **MM_TYPE **90S2 **MM_MEASURE2_VALUE2 **400V **MM_MEASURE3_VALUE3 **2840/ **MM_MANUFACTURER **SEW |  | 061207 | 85015100 | AC motors, multi-phase, of an output > 37,5 W but <= 750 W |  | Cleansed | MOTOR | GEAR |  |  | SEW-EURODRIVE | OEM | 90S2 |  |  | POWER | 1,5KW | NOMINAL VOLTAGE | 400VAC | NOMINAL ROTATION SPEED | 2840RPM | MOUNTING POSITION |  | GEAR RATIO | [8 empty] | https://www.abf.store/s/en/electric-motors/SH47-TDT90S2-BMG-HR-L-SEW-EURODRIVE/1061473 |  |  | Series Match | QC Completed
STP_008 | Data Enrichment | SMX | OK | 2023-07-10 | 2023-07-11 | MUF | OK | 2023-07-14 | 2023-07-14 | 162217 |  | 162217 | M | ZRSA | EN | 06 | [7 empty] | PC | 0 | 0 | KG | 0 | 0 | [5 empty] | PC |  | Z002 | [12 empty] | VAIHDEMOOTT ZG2 KMR71GL | GEAR MODULE ZG2 KMR71GL | MM_MEASUREMENT1_VALUE1 **0.75KW **MM_TYPE **ZG2 KMR71GL **MM_MEASUREMENT2_VALUE2 **400V **MM_MEASUREMENT3_VALUE3 **/31.5 **MM_MANUFACTURER **VEM |  | 061207 | 85015100 | AC motors, multi-phase, of an output > 37,5 W but <= 750 W |  | Cleansed | MOTOR | GEAR |  |  | VEM GROUP | OEM | ZG2 KMR71GL |  |  | POWER | 0,75KW | NOMINAL VOLTAGE | 400VAC | NOMINAL ROTATION SPEED | 31,5RPM | MOUNTING POSITION |  | GEAR RATIO | [8 empty] | https://shop.pagus.eu/Electric-motors-and-drives/gearmotors/up-to-1-kW/Geared-motor-0-37-kW-25-rpm::7469.html?XTCsid=8uskfnvub292pt81g6da06jvp4 |  |  |  | QC Completed
STP_008 | Data Enrichment | SMX | OK | 2023-07-10 | 2023-07-11 | MUF | OK | 2023-07-14 | 2023-07-14 | 162218 |  | 162218 | M | ZRSA | EN | 06 | [7 empty] | PC | 0 | 0 | KG | 0 | 0 | [5 empty] | PC |  | Z002 | [12 empty] | VAIHDEMOOTT R60 DT90S2/4 | GEAR MOD R60 DT90S2/4 | MM_MEASURE1_VALUE1 **1.3KW **MM_TYPE **R60 DT90S2/4 **MM_MEASURE4_VALUE4 **AS.B6 **MM_MEASURE2_VALUE2 **400V **MM_MEASURE3_VALUE3 **69/133 **MM_MANUFACTURER **SEW |  | 061207 | 85015100 | AC motors, multi-phase, of an output > 37,5 W but <= 750 W |  | Enriched | MOTOR | GEAR |  |  | SEW-EURODRIVE | OEM | R60 DT90S2/4 |  |  | POWER | 1,3KW | NOMINAL VOLTAGE | 400VAC | NOMINAL ROTATION SPEED | 69/133RPM | MOUNTING POSITION | B6 | GEAR RATIO |  |  |  | AS |  |  |  |  | https://download.sew-eurodrive.com/download/pdf/11508639_G08.pdf |  |  |  | QC Completed
STP_008 | Data Enrichment | SMX | OK | 2023-07-10 | 2023-07-13 | MUF | OK | 2023-07-14 | 2023-07-14 | 162220 |  | 162220 | M | ZRSA | EN | 06 | [7 empty] | PC | 0 | 0 | KG | 0 | 0 | [5 empty] | PC |  | Z002 | [12 empty] | VAIHDEMOOTT BG40-11D09 LA4 | GEAR MODULE BG40-11D09 LA4 | MM_MEASURE1_VALUE1 **1.5KW **MM_TYPE **BG40-11D09 LA4 **MM_MEASURE4_VALUE4 **AS.B3 **MM_MEASURE2_VALUE2 **400V **MM_MEASURE3_VALUE3 **1400/41 **MM_MANUFACTURER **DANFOSS |  | 061207 | 85015100 | AC motors, multi-phase, of an output > 37,5 W but <= 750 W |  | Cleansed | MOTOR | GEAR |  |  | DANFOSS | OEM | BG40-11D09 LA4 |  |  | POWER | 1,5KW | NOMINAL VOLTAGE | 400VAC | NOMINAL ROTATION SPEED | 1400/41RPM | MOUNTING POSITION | B3 | GEAR RATIO |  |  |  | AS |  |  |  |  | https://www.afzhan.com/st156582/product_6924139.html |  |  |  | QC Completed
STP_008 | Data Enrichment | SMX | OK | 2023-07-10 | 2023-07-13 | MUF | OK | 2023-07-14 | 2023-07-14 | 162221 |  | 162221 | M | ZRSA | EN | 06 | [7 empty] | PC | 0 | 0 | KG | 0 | 0 | [5 empty] | PC |  | Z002 | [12 empty] | VAIHDEMOOTT D0842E/241 | GEAR MODULE D0842E/241 | MM_MEASURE1_VALUE1 **1.5KW **MM_TYPE **D0842E/241 **MM_MEASURE2_VALUE2 **400V **MM_MEASURE3_VALUE3 **1420/295 **MM_MANUFACTURER **BAUER |  | 061207 | 85015100 | AC motors, multi-phase, of an output > 37,5 W but <= 750 W |  | Cleansed | MOTOR | GEAR |  |  | BAUER | OEM | D0842E/241 |  |  | POWER | 1,5KW | NOMINAL VOLTAGE | 400V | NOMINAL ROTATION SPEED | 1420/295RPM | MOUNTING POSITION |  | GEAR RATIO | [8 empty] | Url Not Found |  |  |  | QC Completed
STP_008 | Data Enrichment | SMX | OK | 2023-07-10 | 2023-07-13 | MUF | OK | 2023-07-14 | 2023-07-14 | 162222 |  | 162222 | M | ZRSA | EN | 06 | [7 empty] | PC | 0 | 0 | KG | 0 | 0 | [5 empty] | PC |  | Z002 | [12 empty] | VAIHDEMOOTT D1A42E/253 | GEAR MOD D1A42E/253 | MM_MEASUREMENT1_VALUE1 **2.2KW **MM_TYPE **D1A42E/253 **MM_MEASUREMENT4_VALUE4 **AS.B7 **MM_MEASUREMENT2_VALUE2 **690V **MM_MEASUREMENT3_VALUE3 **1420/390 **MM_MANUFACTURER **BAUER |  | 061207 | 85015100 | AC motors, multi-phase, of an output > 37,5 W but <= 750 W |  | Cleansed | MOTOR | GEAR |  |  | BAUER | OEM | D1A42E/253 |  |  | POWER | 2,2KW | NOMINAL VOLTAGE | 690VAC | NOMINAL ROTATION SPEED | 1420/390RPM | MOUNTING POSITION | B7 | GEAR RATIO |  |  |  | AS |  |  |  |  | https://www.nemetech.hu/en/listings/3716167-used-eberhard-bauer-esslingen-d1a42-283 |  |  | Partially Match | QC Completed
STP_008 | Data Enrichment | SMX | OK | 2023-07-10 | 2023-07-10 | MUF | OK | 2023-07-14 | 2023-07-14 | 162224 |  | 162224 | M | ZRSA | EN | 06 | [7 empty] | PC | 0 | 0 | KG | 0 | 0 | [5 empty] | PC |  | Z002 | [12 empty] | VAIHDEMOOTT KA76 DT100L4 | GEARMOOT KA76 DT100L4 | MM_MEASURE1_VALUE1 **3.0KW **MM_TYPE **KA76 DT100L4 **MM_MEASURE2_VALUE2 **690V **MM_MEASURE3_VALUE3 **1400/28 **MM_MANUFACTURER **SEW |  | 061207 | 85015100 | AC motors, multi-phase, of an output > 37,5 W but <= 750 W |  | Enriched | MOTOR | GEAR |  |  | SEW-EURODRIVE | OEM | KA76 DT100L4 |  |  | POWER | 3KW | NOMINAL VOLTAGE | 690VAC | NOMINAL ROTATION SPEED | 1400/28RPM | MOUNTING POSITION |  | GEAR RATIO |  |  |  | AS |  |  |  |  | https://download.sew-eurodrive.com/download/pdf/11358912.pdf |  |  |  | QC Completed
STP_008 | Data Enrichment | SMX | OK | 2023-07-10 | 2023-07-11 | MUF | OK | 2023-07-14 | 2023-07-14 | 162236 |  | 162236 | M | ZRSA | EN | 06 | [7 empty] | PC | 0 | 0 | KG | 0 | 0 | [5 empty] | PC |  | Z002 | [12 empty] | OIKOSULKUM KNS71.14-2D BR¦OIKOSULKUM KNS71.14-2D BR käytä 141935 | SHORT CIRCUIT KNS71.14-2D BR¦SHORT CIRCUIT KNS71.14-2D BR use 141935 | MM_MEASUREMENT1_VALUE1 **5.2KW **MM_TYPE **KNS71.14-2D BR **MM_STANDARD **IEC **MM_MEASUREMENT2_VALUE2 **400V **MM_MEASUREMENT3_VALUE3 **5870 **MM_MANUFACTURER **PERSKE |  | 061201 | 85012000 | Universal AC-DC motors of an output > 37,5 W |  | Cleansed | MOTOR |  | SHORT CIRCUIT SPINDLE | IEC | PERSKE | OEM | KNS71.14-2D BR |  |  | POWER RATING | 5,2KW | SPEED RATING | 5870RPM | CONSTRUCTION MATERIAL |  | ENCLOSURE |  | MOUNTING TYPE |  |  |  | VOLTAGE RATING:400V,FOR USE 141935 |  |  |  |  | https://www.im-tek.com.tr/en-us/product/perske-kns71-16-2d-1242502 |  |  |  | QC Completed
STP_008 | Data Enrichment | SMX | OK | 2023-07-10 | 2023-07-11 | MUF | OK | 2023-07-14 | 2023-07-14 | 162237 |  | 162237 | M | ZRSA | EN | 06 | [7 empty] | PC | 0 | 0 | KG | 0 | 0 | [5 empty] | PC |  | Z002 | [12 empty] | OIKOSULKUM MP-10L | SHORT CIRCUIT MP-10L | MM_MEASURE1_VALUE1 **1.5-2.2KW **MM_TYPE **MP-10L **MM_STANDARD **IEC **MM_MEASURE2_VALUE2 **400V **MM_MEASURE3_VALUE3 **3000/6000 **MM_MANUFACTURER **HOMAG |  | 061201 | 85012000 | Universal AC-DC motors of an output > 37,5 W |  | Cleansed | MOTOR |  | SHORT CIRCUIT | IEC | HOMAG GROUP | OEM | MP-10L |  |  | POWER RATING | 1,5-2,2KW | SPEED RATING | 3000/6000RPM | CONSTRUCTION MATERIAL |  | ENCLOSURE |  | MOUNTING TYPE |  |  |  | VOLTAGE RATING:400V |  |  |  |  | http://b-met.ru/?t=%D0%9C%D0%BE%D1%82%D0%BE%D1%80%20Homag%20MP-10%20L%201%2C5%20kW |  |  |  | QC Completed
STP_008 | Data Enrichment | SMX | OK | 2023-07-10 | 2023-07-10 | MUF | OK | 2023-07-14 | 2023-07-14 | 162239 |  | 162239 | M | ZRSA | EN | 06 | [7 empty] | PC | 0 | 0 | KG | 0 | 0 | [5 empty] | PC |  | Z002 | [12 empty] | VAIHDEMOOTT R47 DT90S4 | GEARBOX R47 DT90S4 | MM_MEASUREMENT1_VALUE1 **1.1KW **MM_TYPE **R47 DT90S4 **MM_MEASUREMENT4_VALUE4 **I=16.22 AS.M6 **MM_MEASUREMENT2_VALUE2 **400V **MM_MEASUREMENT3_VALUE3 **1400/86 **MM_MANUFACTURER **SEW |  | 061207 | 85015100 | AC motors, multi-phase, of an output > 37,5 W but <= 750 W |  | Enriched | MOTOR | GEAR |  |  | SEW-EURODRIVE | OEM | R47 DT90S4 |  |  | POWER | 1,1KW | NOMINAL VOLTAGE | 400VAC | NOMINAL ROTATION SPEED | 1400/86RPM | MOUNTING POSITION | M6 | GEAR RATIO | 16,22 |  |  | AS |  |  |  |  | https://download.sew-eurodrive.com/download/pdf/9PD0007.pdf |  |  |  | QC Completed
STP_008 | Data Enrichment | SMX | OK | 2023-07-10 | 2023-07-11 | MUF | OK | 2023-07-14 | 2023-07-14 | 162247 |  | 162247 | M | ZRSA | EN | 06 | [7 empty] | PC | 0 | 0 | KG | 0 | 0 | [5 empty] | PC |  | Z002 | [12 empty] | STAATTORI R802 DV160L4 | STATOR R802 DV160L4 | MM_MEASUREMENT1_VALUE1 **15KW **MM_TYPE **R802 DV160L4 **MM_MEASUREMENT2_VALUE2 **690V **MM_MEASUREMENT3_VALUE3 **1460 **MM_MANUFACTURER **SEW |  | 061290 | 85015220 | AC motors, multi-phase, of an output > 750 W but <= 7,5 kW |  | Enriched | MOTOR | GEAR | STATOR |  | SEW-EURODRIVE | OEM | R802 DV160L4 |  |  | POWER | 15KW | NOMINAL VOLTAGE | 690VAC | NOMINAL ROTATION SPEED | 1460RPM | MOUNTING POSITION |  | GEAR RATIO | [8 empty] | https://download.sew-eurodrive.com/download/pdf/11358912.pdf |  |  |  | QC Completed
STP_008 | Data Enrichment | SMX | OK | 2023-07-10 | 2023-07-11 | MUF | OK | 2023-07-14 | 2023-07-14 | 162262 |  | 162262 | M | ZRSA | EN | 06 | [7 empty] | PC | 0 | 0 | KG | 0 | 0 | [5 empty] | PC |  | Z002 | [12 empty] | STAATTORI RF72 DV132S | STATOR RF72 DV132S | MM_MEASUREMENT1_VALUE1 **5.5KW **MM_TYPE **RF72 DV132S **MM_MEASUREMENT2_VALUE2 **690V **MM_MEASUREMENT3_VALUE3 **1430 **MM_MANUFACTURER **SEW |  | 061290 | 85015100 | AC motors, multi-phase, of an output > 37,5 W but <= 750 W |  | Enriched | MOTOR | GEAR | STATOR |  | SEW-EURODRIVE | OEM | RF72 DV132S |  |  | POWER | 5,5KW | NOMINAL VOLTAGE | 690VAC | NOMINAL ROTATION SPEED | 1430RPM | MOUNTING POSITION |  | GEAR RATIO | [8 empty] | https://download.sew-eurodrive.com/download/pdf/16795210_G08.pdf | https://biehler-equip.com/gb/motors/1819-sew-geared-motor-type-rf-72-22-kwhp-3.html |  |  | QC Completed
STP_008 | Data Enrichment | SMX | OK | 2023-07-10 | 2023-07-11 | MUF | OK | 2023-07-14 | 2023-07-14 | 162342 |  | 162342 | M | ZRSA | EN | 06 | [7 empty] | PC | 0 | 0 | KG | 0 | 0 | [5 empty] | PC |  | Z002 | [11 empty] | 64.7671271602.0001.18.80' | VAIHDEMOOTT SF77 DV112M4 BMG | GEAR MOOT SF77 DV112M4 BMG | MM_FEATURE **BRAKE 400V, 55NM **MM_MEASUREMENT1_VALUE1 **4KW **MM_TYPE **SF77 DV112M4 BMG **MM_MEASUREMENT2_VALUE2 **400V **MM_MEASUREMENT3_VALUE3 **1420/103 **MM_MANUFACTURER **SEW |  | 061207 | 85015100 | AC motors, multi-phase, of an output > 37,5 W but <= 750 W |  | Enriched | MOTOR | GEAR | BRAKE |  | SEW-EURODRIVE | OEM | SF77 DV112M4 BMG |  |  | POWER | 4KW | NOMINAL VOLTAGE | 400VAC | NOMINAL ROTATION SPEED | 1420/103RPM | MOUNTING POSITION |  | GEAR RATIO |  |  |  | BRAKE VOLTAGE:400V,TORQUE RATING:55NM |  |  |  |  | https://download.sew-eurodrive.com/download/pdf/16795210_G08.pdf |  |  |  | QC Completed
STP_008 | Data Enrichment | SMX | OK | 2023-07-10 | 2023-07-11 | MUF | OK | 2023-07-14 | 2023-07-14 | 162662 |  | 162662 | M | ZRSA | EN | 06 | [7 empty] | PC | 0 | 0 | KG | 0 | 0 | [5 empty] | PC |  | Z002 | [12 empty] | OIKOSULKUM K21R100LX4 B3 | SHORT CIRCUIT K21R100LX4 B3 | MM_MEASUREMENT1_VALUE1 **3KW **MM_TYPE **K21R100LX4 B3 **MM_STANDARD **IEC 100L28 **MM_MEASUREMENT2_VALUE2 **400V **MM_MEASUREMENT3_VALUE3 **1500 **MM_MANUFACTURER **VEM |  | 061201 | 85015100 | AC motors, multi-phase, of an output > 37,5 W but <= 750 W |  | Enriched | MOTOR | AC | SHORT CIRCUIT | IEC 100L28 | VEM GROUP | OEM | K21R100LX4 B3 |  |  | FRAME SIZE |  | POWER RATING | 3KW | VOLTAGE RATING | 400VAC | CURRENT RATING |  | NUMBER OF POLES | 4 |  |  | SPEED RATING:1500RPM |  |  |  |  | https://www.vem-motor.net/shop/k21r100lx4-3-0kw-4poles/ |  |  |  | QC Completed
STP_008 | Data Enrichment | SMX | OK | 2023-07-10 | 2023-07-11 | MUF | OK | 2023-07-14 | 2023-07-14 | 162687 |  | 162687 | M | ZRSA | EN | 06 | [7 empty] | PC | 0 | 0 | KG | 0 | 0 | [5 empty] | PC |  | Z002 | [12 empty] | OIKOSULKUM KNS50.11-2 BR¦OIKOSULKUM KNS50.11-2 BR käytä 141932 | SHORT CIRCUIT KNS50.11-2 BR¦SHORT CIRCUIT KNS50.11-2 BR use 141932 | MM_MEASUREMENT1_VALUE1 **1.5KW **MM_TYPE **KNS50.11-2 BR **MM_STANDARD **IEC **MM_MEASUREMENT2_VALUE2 **400V **MM_MEASUREMENT3_VALUE3 **5700 **MM_MANUFACTURER **PERSKE |  | 061201 | 85015100 | AC motors, multi-phase, of an output > 37,5 W but <= 750 W |  | Enriched | MOTOR | AC | SHORT CIRCUIT HIGH-PRECISION | IEC | PERSKE | OEM | KNS50.11-2 BR |  |  | FRAME SIZE |  | POWER RATING | 1,5KW | VOLTAGE RATING | 400VAC | CURRENT RATING |  | NUMBER OF POLES |  |  |  | SPEED RATING:5700RPM,FOR USE 141932 |  |  |  |  | https://www.perske.de/images/pdf/perske_katalog_en.pdf |  |  |  | QC Completed
STP_008 | Data Enrichment | SMX | OK | 2023-07-10 | 2023-07-11 | MUF | OK | 2023-07-14 | 2023-07-14 | 162759 |  | 162759 | M | ZRSA | EN | 06 | [7 empty] | PC | 0 | 0 | KG | 0 | 0 | [5 empty] | PC |  | Z002 | [12 empty] | OIKOSULKUM MI1620 | SHORT CIRCUIT MI1620 | MM_TYPE **MI1620 **MM_STANDARD **IEC **MM_MEASURE2_VALUE2 **690V **MM_MEASURE3_VALUE3 **2900/5900 |  | 061201 | 85012000 | Universal AC-DC motors of an output > 37,5 W |  | Cleansed | MOTOR |  | SHORT CIRCUIT | IEC |  |  | MI1620 |  |  | POWER RATING |  | SPEED RATING | 2900/5900RPM | CONSTRUCTION MATERIAL |  | ENCLOSURE |  | MOUNTING TYPE |  |  |  | VOLTAGE RATING:690V |  |  |  |  | Url Not Found |  |  |  | QC Completed
STP_008 | Data Enrichment | SMX | OK | 2023-07-10 | 2023-07-11 | MUF | OK | 2023-07-14 | 2023-07-14 | 198848 |  | 198848 | M | ZRSA | EN | 06 | [7 empty] | PC | 148 | 148 | KG | 0 | 0 | [5 empty] | PC |  | Z002 | [12 empty] | PARALLEL GEAR MOTOR FA87/G DRN132S2/LN¦TAPPIVAIHDEMOOTTORI FA87/G DRN132S2/LN | PARALLEL GEAR MOTOR FA87/G DRN132S2/LN¦PIN GEAR MOTOR FA87/G DRN132S2/LN | MM_FEATURE **PARALLEL GEAR MOTOR **MM_MEASUREMENT1_VALUE1 **5.5KW **MM_TYPE **FA87/G DRN132S2/LN # **MM_MEASUREMENT4_VALUE4 **M3 **MM_MEASUREMENT3_VALUE3 **2935/87 RPM **MM_MANUFACTURER **SEW |  | 061207 | 85015100 | AC motors, multi-phase, of an output > 37,5 W but <= 750 W |  | Cleansed | MOTOR | GEAR | PARALLEL PIN |  | SEW-EURODRIVE | OEM | FA87/G DRN132S2/LN |  |  | POWER | 5,5KW | NOMINAL VOLTAGE |  | NOMINAL ROTATION SPEED | 2935/87RPM | MOUNTING POSITION | M3 | GEAR RATIO | [8 empty] | https://download.sew-eurodrive.com/download/pdf/21284997.pdf |  |  |  | QC Completed
STP_008 | Data Enrichment | SMX | OK | 2023-07-10 | 2023-07-11 | MUF | OK | 2023-07-14 | 2023-07-14 | 410726 |  | 410726 | M | ZRSA | EN | 06 | [7 empty] | PC | 0¦0¦0 | 0 | KG | 0¦0¦0 | 0 | [5 empty] | M3¦NM3¦PC |  | Z002 | [12 empty] | GEAR MOTOR FA47/G DRN90L2¦TAPPIVAIHDEMOOTTORI FA47/G DRN90L2 | GEAR MOTOR FA47/G DRN90L2¦PIN GEAR MOTOR FA47/G DRN90L2 | MM_PROPERTY **GEAR MOTOR **MM_MEASUREMENT1_VALUE1 **2.2KW **MM_TYPE **FA47/G DRN90L2 **MM_MEASUREMENT2_VALUE2 **380V **MM_MEASUREMENT3_VALUE3 **285RPM **MM_MANUFACTURER **SEW-EURODRIVE |  | 061207 | 85015100 | AC motors, multi-phase, of an output > 37,5 W but <= 750 W |  | Enriched | MOTOR | GEAR |  |  | SEW-EURODRIVE | OEM | FA47/G DRN90L2 |  |  | POWER | 2,2KW | NOMINAL VOLTAGE | 380VAC | NOMINAL ROTATION SPEED | 285RPM | MOUNTING POSITION |  | GEAR RATIO | [8 empty] | https://taylormhc.com/wp-content/uploads/2019/08/SEW-Gearmotors-1.pdf |  |  |  | QC Completed
STP_008 | Data Enrichment | BHJ | OK | 2023-07-11 | 2023-07-13 | MUF | OK | 2023-07-14 | 2023-07-14 | 195913 |  | 195913 | M | ZRSA | EN | 06 | [7 empty] | PC | 0¦0¦0 | 0 | KG | 0¦0¦0 | 0 | [5 empty] | M3¦NM3¦PC |  | Z002 | [12 empty] | GEAR MOTOR R87DRN100LS4BE5 2,2KW 18R¦VAIHDEMOOTT R87DRN100LS4BE5 2,2KW 18R | GEAR MOTOR R87DRN100LS4BE5 2.2KW 18R¦GEAR MOTOR R87DRN100LS4BE5 2.2KW 18R | MM_MEASUREMENT1_VALUE1 **2.2KW **MM_TYPE **R87DRN100LS4BE5 **MM_MEASUREMENT4_VALUE4 **M1-180X **MM_MEASUREMENT2_VALUE2 **18 R/MIN **MM_MANUFACTURER **SEW **MM_LISAT_2 **PINOMATIC 100763 |  | 061207 | 85015100 | AC motors, multi-phase, of an output > 37,5 W but <= 750 W |  | Enriched | MOTOR | GEAR | HELICAL | IEC 60034-1,IEC 60072,EN 60529,EN 50262,EN 50347,IE3 | SEW-EURODRIVE | OEM | R87 DRN100LS4BE5 |  |  | POWER | 2,2KW | NOMINAL VOLTAGE | 460VAC | NOMINAL ROTATION SPEED | 1400RPM | MOUNTING POSITION | FOOT,M1-180X | GEAR RATIO |  |  |  | ALTERNATE MFR:PINOMATIC,ALTERNATE MPN:100763 |  |  |  |  | https://download.sew-eurodrive.com/download/pdf/11358912.pdf | https://download.sew-eurodrive.com/download/pdf/23478055.pdf | https://download.sew-eurodrive.com/download/pdf/22148205_G06.pdf |  | QC Completed
STP_008 | Data Enrichment | BHJ | OK | 2023-07-11 | 2023-07-13 | MUF | OK | 2023-07-14 | 2023-07-14 | 195919 |  | 195919 | M | ZRSA | EN | 06 | [7 empty] | PC | 0¦0¦0 | 0 | KG | 0¦0¦0 | 0 | [5 empty] | M3¦NM3¦PC |  | Z002 | [12 empty] | GEAR MOTOR FA37/GDRN90S4BE5 1,1KW 71R¦VAIHDEMOOTT FA37/GDRN90S4BE5 1,1KW 71R | GEAR MOTOR FA37/GDRN90S4BE5 1.1KW 71R¦GEAR MOTOR FA37/GDRN90S4BE5 1.1KW 71R | MM_FEATURE **BRAKE 55NM **MM_MEASUREMENT1_VALUE1 **1.1KW **MM_TYPE **FA37/GDRN90S4BE5 **MM_MEASUREMENT4_VALUE4 **M1-270-X **MM_MEASUREMENT2_VALUE2 **71 R/MIN **MM_MEASUREMENT3_VALUE3 **I=20.57 **MM_MANUFACTURER **SEW **MM_LISAT_2 **PINOMATIC 99879 |  | 061207 | 85015100 | AC motors, multi-phase, of an output > 37,5 W but <= 750 W |  | Enriched | MOTOR | GEAR | PARALLEL HOLLOW SHAFT HELICAL | IEC 60034-1,IEC 60072,EN 60529,EN 50262,EN 50347,IE3 | SEW-EURODRIVE | OEM | FA37 GDRN90S4BE5 |  |  | POWER | 1,1KW | NOMINAL VOLTAGE | 460VAC | NOMINAL ROTATION SPEED | 1762RPM | MOUNTING POSITION | FOOT,M1-270-X | GEAR RATIO | 20,57 |  |  | ALTERNATE MFR:PINOMATIC,ALTERNATE MPN:99879,BRAKE TORQUE RATING:55NM |  |  |  |  | https://download.sew-eurodrive.com/download/pdf/11358912.pdf | https://download.sew-eurodrive.com/download/pdf/23478055.pdf |  |  | QC Completed
STP_008 | Data Enrichment | BHJ | OK | 2023-07-11 | 2023-07-13 | MUF | OK | 2023-07-14 | 2023-07-14 | 195928 |  | 195928 | M | ZRSA | EN | 06 | [7 empty] | PC | 0¦0¦0 | 0 | KG | 0¦0¦0 | 0 | [5 empty] | M3¦NM3¦PC |  | Z002 | [12 empty] | GEAR MOTOR KA77/DRN132S4BE11 5,5KW 50R¦VAIHDEMOOTT KA77/DRN132S4BE11 5,5KW 50R | GEAR MOTOR KA77/DRN132S4BE11 5.5KW 50R¦GEAR MOTOR KA77/DRN132S4BE11 5.5KW 50R | MM_FEATURE **BRAKE 80NM **MM_MEASUREMENT1_VALUE1 **5.5KW **MM_TYPE **KA77/DRN132S4BE11 **MM_MEASUREMENT4_VALUE4 **M1A-180-X **MM_MEASUREMENT2_VALUE2 **50 R/MIN **MM_MEASUREMENT3_VALUE3 **I=29.27 **MM_MANUFACTURER **SEW **MM_LISAT_2 **PINOMATIC 100473 |  | 061207 | 85015100 | AC motors, multi-phase, of an output > 37,5 W but <= 750 W |  | Enriched | MOTOR | GEAR | HELICAL BEVEL HOLLOW SHAFT | IEC 60034-1,IEC 60072,EN 60529,EN 50262,EN 50347,IE3 | SEW-EURODRIVE | OEM | KA77 DRN132S4BE11 |  |  | POWER | 5,5KW | NOMINAL VOLTAGE | 460VAC | NOMINAL ROTATION SPEED | 1768RPM | MOUNTING POSITION | M1A-180-X | GEAR RATIO | 29,27 |  |  | ALTERNATE MFR:PINOMATIC,ALTRNATE MPN:100473,BRAKE TORQUE RATING:80NM |  |  |  |  | https://download.sew-eurodrive.com/download/pdf/11358912.pdf | https://download.sew-eurodrive.com/download/pdf/23478055.pdf |  |  | QC Completed
STP_008 | Data Enrichment | BHJ | OK | 2023-07-11 | 2023-07-13 | MUF | OK | 2023-07-14 | 2023-07-14 | 195929 |  | 195929 | M | ZRSA | EN | 06 | [7 empty] | PC | 0¦0¦0 | 0 | KG | 0¦0¦0 | 0 | [5 empty] | M3¦NM3¦PC |  | Z002 | [12 empty] | GEAR MOTOR KA37/DRN90S4 1,1KW 50R¦VAIHDEMOOTT KA37/DRN90S4 1,1KW 50R | GEAR MOTOR KA37/DRN90S4 1.1KW 50R¦GEAR MOTOR KA37/DRN90S4 1.1KW 50R | MM_MEASUREMENT1_VALUE1 **1.1KW **MM_TYPE **KA37/DRN90S4 **MM_MEASUREMENT4_VALUE4 **M2A-90-X **MM_MEASUREMENT2_VALUE2 **50 R/MIN **MM_MEASUREMENT3_VALUE3 **I=28.83 **MM_MANUFACTURER **SEW * *MM_LISAT_2 **PINOMATIC 100528 |  | 061207 | 85015100 | AC motors, multi-phase, of an output > 37,5 W but <= 750 W |  | Enriched | MOTOR | GEAR | HELICAL BEVEL HOLLOW SHAFT | IEC 60034-1,IEC 60072,EN 60529,EN 50262,EN 50347,IE3 | SEW-EURODRIVE | OEM | KA37 DRN90S4 |  |  | POWER | 1,1KW | NOMINAL VOLTAGE | 460VAC | NOMINAL ROTATION SPEED | 1762RPM | MOUNTING POSITION | M2A-90-X | GEAR RATIO | 28,83 |  |  | ALTERNATE MFR:PINOMATIC,ALTRNATE MPN:100528 |  |  |  |  | https://download.sew-eurodrive.com/download/pdf/11358912.pdf | https://download.sew-eurodrive.com/download/pdf/23478055.pdf |  |  | QC Completed
STP_008 | Data Enrichment | BHJ | OK | 2023-07-11 | 2023-07-13 | MUF | OK | 2023-07-14 | 2023-07-14 | 195930 |  | 195930 | M | ZRSA | EN | 06 | [7 empty] | PC | 0¦0¦0 | 0 | KG | 0¦0¦0 | 0 | [5 empty] | M3¦NM3¦PC |  | Z002 | [12 empty] | GEAR MOTOR R47DRN80M4BE2 0,75KW 27R¦VAIHDEMOOTT R47DRN80M4BE2 0,75KW 27R | GEAR MOTOR R47DRN80M4BE2 0.75KW 27R¦GEAR MOTOR R47DRN80M4BE2 0.75KW 27R | MM_FEATURE **BRAKE 20NM **MM_MEASUREMENT1_VALUE1 **0.75KW **MM_TYPE **R47DRN80M4BE2 **MM_MEASUREMENT4_VALUE4 **M5-180-X **MM_MEASUREMENT2_VALUE2 **27 R/MIN **MM_MEASUREMENT3_VALUE3 **I=52.69 ** MM_MANUFACTURER **SEW **MM_LISAT_2 **PINOMATIC 100533 |  | 061207 | 85015100 | AC motors, multi-phase, of an output > 37,5 W but <= 750 W |  | Enriched | MOTOR | GEAR | HELICAL | IEC 60034-1,IEC 60072,EN 60529,EN 50262,EN 50347,IE3 | SEW-EURODRIVE | OEM | R47 DRN80M4BE2 |  |  | POWER | 0,75KW | NOMINAL VOLTAGE | 460VAC | NOMINAL ROTATION SPEED | 1751RPM | MOUNTING POSITION | FOOT,M5-180-X | GEAR RATIO | 52,69 |  |  | ALTERNATE MFR:PINOMATIC,ALTERNATE MPN:100533,BRAKE TORQUE RATING:20NM |  |  |  |  | https://download.sew-eurodrive.com/download/pdf/11358912.pdf | https://download.sew-eurodrive.com/download/pdf/23478055.pdf |  |  | QC Completed
STP_008 | Data Enrichment | BHJ | OK | 2023-07-11 | 2023-07-13 | MUF | OK | 2023-07-14 | 2023-07-14 | 196287 |  | 196287 | M | ZRSA | EN | 06 | [7 empty] | PC | 0 | 0 | KG | 0 | 0 | [5 empty] | PC |  | Z002 | [12 empty] | GEAR MOTOR R77 DRN112M4¦VAIHDEMOOTTORI R77 DRN112M4 | GEAR MOTOR R77 DRN112M4¦GEAR MOTOR R77 DRN112M4 | MM_MEASURE1_VALUE1 **4KW **MM_TYPE **R77 DRN112M4 **MM_LISAT_1 **CLP HC 220 SYNTH.OIL 1.2L **MM_MEASURE2_VALUE2 **400V **MM_MEASURE3_VALUE3 **1464/244RPM **MM_MANUFACTURER_NO **64.7368046701.0001.16.8 0 ** MM_MANUFACTURER **SEW-EURODRIVE **MM_LISAT_2 **7.9A |  | 061207 | 85015100 | AC motors, multi-phase, of an output > 37,5 W but <= 750 W |  | Enriched | MOTOR | GEAR | HELICAL | IEC 60034-1,IEC 60072,EN 60529,EN 50262,EN 50347,IE3 | SEW-EURODRIVE | OEM | 64.7368046701.0001.16.8 0 | R77 DRN112M4 |  | POWER | 4KW | NOMINAL VOLTAGE | 460VAC | NOMINAL ROTATION SPEED | 1769RPM | MOUNTING POSITION | FOOT | GEAR RATIO |  |  |  | CURRENT RATING:7,9A,CLP HC 220 SYNTH.OIL 1.2L |  |  |  |  | https://download.sew-eurodrive.com/download/pdf/11358912.pdf | https://download.sew-eurodrive.com/download/pdf/23478055.pdf |  |  | QC Completed
STP_008 | Data Enrichment | BHJ | OK | 2023-07-11 | 2023-07-13 | MUF | OK | 2023-07-14 | 2023-07-14 | 197373 |  | 197373 | M | ZRSA | EN | 06 | [7 empty] | PC | 0 | 0 | KG | 0 | 0 | [5 empty] | PC |  | Z002 | [12 empty] | GEAR MOTOR KH77/TDV100L4/BMG/EV1A¦VAIHDEMOOTT KH77/TDV100L4/BMG/EV1A | GEAR MOTOR KH77/TDV100L4/BMG/EV1A¦GEAR MOTOR KH77/TDV100L4/BMG/EV1A | MM_MEASUREMENT1_VALUE1 **3KW **MM_TYPE **KH77/TDV100L4/BMG/EV1A **MM_MEASUREMENT3_VALUE3 **1400/35 **MM_MANUFACTURER_NO **64.0810559801.0001.07 **MM_MANUFACTURER **SEW |  | 061207 | 85015100 | AC motors, multi-phase, of an output > 37,5 W but <= 750 W |  | Enriched | MOTOR | GEAR | HELICAL BEVEL HOLLOW SHAFT | IEC 60034-1,IEC 60072,EN 60529,EN 50262,EN 50347,II3GD | SEW-EURODRIVE | OEM | 64.0810559801.0001.07 | KH77 TDV100L4BMG-EV1A |  | POWER | 3KW | NOMINAL VOLTAGE |  | NOMINAL ROTATION SPEED | 1400RPM | MOUNTING POSITION | FOOT | GEAR RATIO | [8 empty] | https://download.sew-eurodrive.com/download/pdf/11358912.pdf | https://download.sew-eurodrive.com/download/pdf/11223812_G12.pdf |  |  | QC Completed
STP_008 | Data Enrichment | BHJ | OK | 2023-07-11 | 2023-07-13 | MUF | OK | 2023-07-14 | 2023-07-14 | 198198 |  | 198198 | M | ZRSA | EN | 06 | [7 empty] | PC | 0¦0¦0 | 0 | KG | 0¦0¦0 | 0 | [5 empty] | M3¦NM3¦PC |  | Z002 | [10 empty] | 64.7509696102'¦WA37/T DRN90L4 I=5,11¦'1461R/MIN'¦'1.5KW'¦M4B¦HOLLOW SHAFT 25MM¦I=5,11¦'64.7509696102'¦WA37/T DRN90L4 I=5,11¦'1461R/MIN'¦'1.5KW'¦M4B¦HOLLOW SHAFT 25MM¦I=5,11 |  | GEAR MOTOR WA37/T DRN90L4 I=5,11¦VAIHDEMOOTTORI WA37/T DRN90L4 I=5,11 | GEAR MOTOR WA37/T DRN90L4 I=5.11¦GEAR MOTOR WA37/T DRN90L4 I=5.11 | MM_FEATURE **GEAR MOTOR **MM_DIMENSION1_VALUE1 **1461R/MIN **MM_TYPE **WA37/T DRN90L4 I=5.11 **MM_DIMENSION4_VALUE4 **HOLLOW SHAFT 25MM **MM_DIMENSION2_VALUE2 **1.5KW **MM_DIMENSION3_VALUE3 **M4B ** MM_MANUFACTURER_NO **64.7509696102 **MM_MANUFACTURER **SEW **MM_MEASUREMENT5_VALUE5 **I=5.11 |  | 061207 | 85015100 | AC motors, multi-phase, of an output > 37,5 W but <= 750 W |  | Enriched | MOTOR | GEAR | RIGHT ANGLE HOLLOW SHAFT | IEC 60034-1,IEC 60072,EN 60529,EN 50262,EN 50347,IE3 | SEW-EURODRIVE | OEM | 64.7509696102 | WA37 TDRN90L4 |  | POWER | 1,5KW | NOMINAL VOLTAGE | 460VAC | NOMINAL ROTATION SPEED | 1767RPM | MOUNTING POSITION | M4B | GEAR RATIO | 5,11 | [7 empty] | https://download.sew-eurodrive.com/download/pdf/11358912.pdf | https://download.sew-eurodrive.com/download/pdf/23478055.pdf |  |  | QC Completed
STP_008 | Data Enrichment | BHJ | OK | 2023-07-11 | 2023-07-13 | MUF | OK | 2023-07-14 | 2023-07-14 | 198243 |  | 198243 | M | ZRSA | EN | 06 | [7 empty] | PC | 0 | 0 | KG | 0 | 0 | [5 empty] | PC |  | Z002 | [12 empty] | GEARMOTOR R27 DRN80M4/BE1 8,16¦REDUKTORMOOTOR R27 DRN80M4/BE1 8,16¦VAIHDEMOOTT R27 DRN80M4/BE1 8,16 | GEARMOTOR R27 DRN80M4/BE1 8.16 | MM_FEATURE **GEARMOTOR **MM_MEASUREMENT1_VALUE1 **0.75KW **MM_TYPE **R27 DRN80M4/BE1 **MM_MEASUREMENT2_VALUE2 **8.16 **MM_MEASUREMENT3_VALUE3 **176RPM **MM_MANUFACTURER **SEW-EURODRIVE |  | 061207 | 85015100 | AC motors, multi-phase, of an output > 37,5 W but <= 750 W |  | Enriched | MOTOR | GEAR | HELICAL | IEC 60034-1,IEC 60072,EN 60529,EN 50262,EN 50347,IE3 | SEW-EURODRIVE | OEM | R27 DRN80M4BE1 |  |  | POWER | 0,75KW | NOMINAL VOLTAGE | 460VAC | NOMINAL ROTATION SPEED | 1751RPM | MOUNTING POSITION |  | GEAR RATIO | 8,16 | [7 empty] | https://download.sew-eurodrive.com/download/pdf/11358912.pdf | https://download.sew-eurodrive.com/download/pdf/23478055.pdf |  |  | QC Completed
STP_008 | Data Enrichment | BHJ | OK | 2023-07-11 | 2023-07-13 | MUF | OK | 2023-07-14 | 2023-07-14 | 198273 |  | 198273 | M | ZRSA | EN | 06 | [7 empty] | PC | 0¦0¦0 | 0 | KG | 0¦0¦0 | 0 | [5 empty] | M3¦NM3¦PC |  | Z002 | [12 empty] | GEAR MOTOR R27 DRN80M4BE2¦VAIHDEMOOTTORI R27 DRN80M4BE2 | GEAR MOTOR R27 DRN80M4BE2¦GEAR MOTOR R27 DRN80M4BE2 | MM_FEATURE **GEAR MOTOR **MM_TYPE **R27 DRN80M4BE2 **MM_MEASUREMENT4_VALUE4 **M6 **MM_MANUFACTURER **SEW-EURODRIVE **MM_LISAT_2 **RAUTE M00003524 **MM_MEASUREMENT5_VALUE5 **I=8.16 |  | 061207 | 85015100 | AC motors, multi-phase, of an output > 37,5 W but <= 750 W |  | Enriched | MOTOR | GEAR | HELICAL | IEC 60034-1,IEC 60072,EN 60529,EN 50262,EN 50347,IE3 | SEW-EURODRIVE | OEM | R27 DRN80M4BE2 |  |  | POWER | 0,75KW | NOMINAL VOLTAGE | 460VAC | NOMINAL ROTATION SPEED | 1751RPM | MOUNTING POSITION | FOOT,M6 | GEAR RATIO | 8,16 |  |  | ALTERNATE MFR:RAUTE,ALTERNATE MPN:M00003524 |  |  |  |  | https://download.sew-eurodrive.com/download/pdf/11358912.pdf | https://download.sew-eurodrive.com/download/pdf/23478055.pdf |  |  | QC Completed
STP_008 | Data Enrichment | BHJ | OK | 2023-07-11 | 2023-07-13 | MUF | OK | 2023-07-14 | 2023-07-14 | 198274 |  | 198274 | M | ZRSA | EN | 06 | [7 empty] | PC | 0¦0¦0 | 0 | KG | 0¦0¦0 | 0 | [5 empty] | M3¦NM3¦PC |  | Z002 | [12 empty] | GEAR MOTOR R27 DRN80M4BE2¦VAIHDEMOOTTORI R27 DRN80M4BE2 | GEAR MOTOR R27 DRN80M4BE2¦GEAR MOTOR R27 DRN80M4BE2 | MM_FEATURE **GEAR MOTOR **MM_TYPE **R27 DRN80M4BE2 **MM_MEASUREMENT4_VALUE4 **M5 **MM_MANUFACTURER **SEW-EURODRIVE **MM_LISAT_2 **RAUTE M00003525 **MM_MEASUREMENT5_VALUE5 **I=8.16 |  | 061207 | 85015100 | AC motors, multi-phase, of an output > 37,5 W but <= 750 W |  | Enriched | MOTOR | GEAR | HELICAL | IEC 60034-1,IEC 60072,EN 60529,EN 50262,EN 50347,IE3 | SEW-EURODRIVE | OEM | R27 DRN80M4BE2 |  |  | POWER | 0,75KW | NOMINAL VOLTAGE | 460VAC | NOMINAL ROTATION SPEED | 1751RPM | MOUNTING POSITION | FOOT,M5 | GEAR RATIO | 8,16 |  |  | ALTERNATE MFR:RAUTE,ALTERNATE MPN:M00003525 |  |  |  |  | https://download.sew-eurodrive.com/download/pdf/11358912.pdf | https://download.sew-eurodrive.com/download/pdf/23478055.pdf |  |  | QC Completed
STP_008 | Data Enrichment | BHJ | OK | 2023-07-11 | 2023-07-13 | MUF | OK | 2023-07-14 | 2023-07-14 | 198277 |  | 198277 | M | ZRSA | EN | 06 | [7 empty] | PC | 0¦0¦0 | 0 | KG | 0¦0¦0 | 0 | [5 empty] | M3¦NM3¦PC |  | Z002 | [12 empty] | SERVO MOTOR 115U3E300BAECA115240¦SERVOMOOTTORI 115U3E300BAECA115240 | SERVO MOTOR 115U3E300BAECA115240¦SERVO MOTOR 115U3E300BAECA115240 | MM_PROPERTY **SERVO MOTOR **MM_TYPE **115U3E300BAECA115240 **MM_MANUFACTURER_NO **115U3E300BAECA115240 **MM_MANUFACTURER **NIDEC **MM_LISAT_2 **RAUTE M00003773 |  |  | 85015220 | AC motors, multi-phase, of an output > 750 W but <= 7,5 kW |  | Enriched | MOTOR | SERVO | UNIMOTOR FM |  | NIDEC CORPORATION | OEM | 115U3E300BAECA115240 |  |  | FRAME SIZE | 115 | POWER RATING | 3,99KW | VOLTAGE RATING | 460VAC | CURRENT RATING | 10A | NUMBER OF POLES |  |  |  | ALTERNATE MFR:RAUTE,ALTERNATE MPN:M00003773 |  |  |  |  | https://www.galco.com/115u3e300baeca115240-cont.html | https://www.neobits.com/control_techniques_nidec_115u3e300baeca115240_p15034806.html |  |  | QC Completed
STP_008 | Data Enrichment | BHJ | OK | 2023-07-11 | 2023-07-13 | MUF | OK | 2023-07-14 | 2023-07-14 | 198278 |  | 198278 | M | ZRSA | EN | 06 | [7 empty] | PC | 0¦0¦0 | 0 | KG | 0¦0¦0 | 0 | [5 empty] | M3¦NM3¦PC |  | Z002 | [12 empty] | GEAR MOTOR FH27 GDRN80M4¦VAIHDEMOOTTORI FH27 GDRN80M4 | GEAR MOTOR FH27 GDRN80M4¦GEAR MOTOR FH27 GDRN80M4 | MM_FEATURE **GEAR MOTOR **MM_TYPE **FH27 GDRN80M4 **MM_MEASUREMENT4_VALUE4 **M4 **MM_MANUFACTURER **SEW-EURODRIVE **MM_LISAT_2 **RAUTE M00007054 **MM_MEASUREMENT5_VALUE5 **I=6.91 |  | 061207 | 85015100 | AC motors, multi-phase, of an output > 37,5 W but <= 750 W |  | Enriched | MOTOR | GEAR | PARALLEL HOLLOW SHAFT HELICAL | IEC 60034-1,IEC 60072,EN 60529,EN 50262,EN 50347,IE3 | SEW-EURODRIVE | OEM | FH27 GDRN80M4 |  |  | POWER | 0,75KW | NOMINAL VOLTAGE | 460VAC | NOMINAL ROTATION SPEED | 1751RPM | MOUNTING POSITION | M4 | GEAR RATIO | 6,91 |  |  | ALTERNATE MFR:RAUTE,ALTERNATE MPN:M00007054 |  |  |  |  | https://download.sew-eurodrive.com/download/pdf/11358912.pdf | https://download.sew-eurodrive.com/download/pdf/23478055.pdf |  |  | QC Completed
STP_008 | Data Enrichment | BHJ | OK | 2023-07-11 | 2023-07-13 | MUF | OK | 2023-07-14 | 2023-07-14 | 198279 |  | 198279 | M | ZRSA | EN | 06 | [7 empty] | PC | 0¦0¦0 | 0 | KG | 0¦0¦0 | 0 | [5 empty] | M3¦NM3¦PC |  | Z002 | [12 empty] | GEAR MOTOR R37 DRN90L4¦VAIHDEMOOTTORI R37 DRN90L4 | GEAR MOTOR R37 DRN90L4¦GEAR MOTOR R37 DRN90L4 | MM_FEATURE **GEAR MOTOR **MM_TYPE **R37 DRN90L4 **MM_MEASUREMENT4_VALUE4 **M5 **MM_MANUFACTURER **SEW-EURODRIVE **MM_LISAT_2 **RAUTE M00007093 **MM_MEASUREMENT5_VALUE5 **I=9.47 |  | 061207 | 85015100 | AC motors, multi-phase, of an output > 37,5 W but <= 750 W |  | Enriched | MOTOR | GEAR | HELICAL | IEC 60034-1,IEC 60072,EN 60529,EN 50262,EN 50347,IE3 | SEW-EURODRIVE | OEM | R37 DRN90L4 |  |  | POWER | 1,5KW | NOMINAL VOLTAGE | 460VAC | NOMINAL ROTATION SPEED | 1767RPM | MOUNTING POSITION | FOOT,M5 | GEAR RATIO | 9,47 |  |  | ALTERNATE MFR:RAUTE,ALTERNATE MPN:M00007093 |  |  |  |  | https://download.sew-eurodrive.com/download/pdf/11358912.pdf | https://download.sew-eurodrive.com/download/pdf/23478055.pdf |  |  | QC Completed
STP_008 | Data Enrichment | BHJ | OK | 2023-07-11 | 2023-07-13 | MUF | OK | 2023-07-14 | 2023-07-14 | 198280 |  | 198280 | M | ZRSA | EN | 06 | [7 empty] | PC | 0¦0¦0 | 0 | KG | 0¦0¦0 | 0 | [5 empty] | M3¦NM3¦PC |  | Z002 | [12 empty] | SERVO MOTOR 115UDD300BAECA¦SERVOMOOTTORI 115UDD300BAECA | SERVO MOTOR 115UDD300BAECA¦SERVO MOTOR 115UDD300BAECA | MM_FEATURE **SERVO MOTOR **MM_TYPE **115UDD300BAECA **MM_MANUFACTURER_NO **115UDD300BAECA **MM_MANUFACTURER **NIDEC **MM_LISAT_2 **RAUTE M00010214 |  |  | 85015220 | AC motors, multi-phase, of an output > 750 W but <= 7,5 kW |  | Enriched | MOTOR | SERVO | UNIMOTOR HD |  | NIDEC CORPORATION | OEM | 115UDD300BAECA |  |  | FRAME SIZE | 115 | POWER RATING | 4,27KW | VOLTAGE RATING | 460VAC | CURRENT RATING |  | NUMBER OF POLES |  |  |  | ALTERNATE MFR:RAUTE,ALTERNATE MPN:M00010214 |  |  |  |  | https://www.galco.com/115udd300baeca-cont.html | https://www.walkerindustrial.com/115UDD300BAECA-Control-Techniques-p/115udd300baeca.htm |  |  | QC Completed
STP_008 | Data Enrichment | BHJ | OK | 2023-07-11 | 2023-07-13 | MUF | OK | 2023-07-14 | 2023-07-14 | 198676 |  | 198676 | M | ZRSA | EN | 06 | [7 empty] | PC | 0 | 0 | KG | 0 | 0 | [5 empty] | PC |  | Z002 | [10 empty] | M00008704¦M00008704 |  | GEAR MOTOR 2KJ3504-9DC22-9CG1-Z D22+¦MOOTORREDUKTOR 2KJ3504-9DC22-9CG1-Z D22+¦VAIHDEMOOTT 2KJ3504-9DC22-9CG1-Z D22+ | GEAR MOTOR 2KJ3504-9DC22-9CG1-Z D22+ | MM_FEATURE **GEAR MOTOR **MM_TYPE **2KJ3504-9DC22-9CG1-Z D22+ **MM_MANUFACTURER_NO **M00008704 |  | 061207 | 85015100 | AC motors, multi-phase, of an output > 37,5 W but <= 750 W |  | Cleansed | MOTOR | GEAR |  |  |  |  | 2KJ3504-9DC22-9CG1-Z D22+ |  |  | POWER |  | NOMINAL VOLTAGE |  | NOMINAL ROTATION SPEED |  | MOUNTING POSITION |  | GEAR RATIO |  |  |  | ALTERNATE MPN:M00008704 |  |  |  |  | Url Not Found |  |  |  | QC Completed
STP_008 | Data Enrichment | BHJ | OK | 2023-07-11 | 2023-07-13 | MUF | OK | 2023-07-14 | 2023-07-14 | 198677 |  | 198677 | M | ZRSA | EN | 06 | [7 empty] | PC | 0 | 0 | KG | 0 | 0 | [5 empty] | PC |  | Z002 | [10 empty] | M00008945¦M00008945 |  | GEAR MOTOR KH 57 TDRN 112M4 I=9.59¦MOOTORREDUKTOR KH 57 TDRN 112M4 I=9.59¦VAIHDEMOOTT KH 57 TDRN 112M4 I=9.59 | GEAR MOTOR KH 57 TDRN 112M4 I=9.59¦MOTOR REDUCER KH 57 TDRN 112M4 I=9.59¦GEAR MOTOR KH 57 TDRN 112M4 I=9.59 | MM_PROPERTIES **GEAR MOTOR **MM_MEASUREMENT1_VALUE1 **I=9.59 **MM_TYPE **KH 57 TDRN 112M4 **MM_MANUFACTURER_NO **M00008945 |  | 061207 | 85015100 | AC motors, multi-phase, of an output > 37,5 W but <= 750 W |  | Enriched | MOTOR | GEAR | HELICAL BEVEL HOLLOW SHAFT | IEC 60034-1,IEC 60072,EN 60529,EN 50262,EN 50347,IE3 | SEW-EURODRIVE | OEM | KH57 TDRN112M4 |  |  | POWER | 4KW | NOMINAL VOLTAGE | 460VAC | NOMINAL ROTATION SPEED | 1769RPM | MOUNTING POSITION |  | GEAR RATIO | 9,59 |  |  | ALTERNATE MPN:M00008945 |  |  |  |  | https://download.sew-eurodrive.com/download/pdf/11358912.pdf | https://download.sew-eurodrive.com/download/pdf/23478055.pdf |  |  | QC Completed
STP_008 | Data Enrichment | BHJ | OK | 2023-07-11 | 2023-07-13 | MUF | OK | 2023-07-14 | 2023-07-14 | 198681 |  | 198681 | M | ZRSA | EN | 06 | [7 empty] | PC | 0 | 0 | KG | 0 | 0 | [5 empty] | PC |  | Z002 | [10 empty] | M00008536¦M00008536 |  | GEAR MOTOR FA 67 GDRN 100L4 I=25.13¦MOOTORREDUKTOR FA 67 GDRN 100L4 I=25.13¦VAIHDEMOOTT FA 67 GDRN 100L4 I=25.13 | GEAR MOTOR FA 67 GDRN 100L4 I=25.13¦MOTORREDUKTOR FA 67 GDRN 100L4 I=25.13¦GEAR MOTOR FA 67 GDRN 100L4 I=25.13 | MM_PROPERTIES **GEAR MOTOR **MM_MEASUREMENT1_VALUE1 **I=25.13 **MM_TYPE **FA 67 GDRN 100L4 **MM_MANUFACTURER_NO **M00008536 |  | 061207 | 85015100 | AC motors, multi-phase, of an output > 37,5 W but <= 750 W |  | Enriched | MOTOR | GEAR | PARALLEL HOLLOW SHAFT HELICAL | IEC 60034-1,IEC 60072,EN 60529,EN 50262,EN 50347,IE3 | SEW-EURODRIVE | OEM | FA67 GDRN 100L4 |  |  | POWER | 3KW | NOMINAL VOLTAGE | 460VAC | NOMINAL ROTATION SPEED | 1763RPM | MOUNTING POSITION |  | GEAR RATIO | 25,13 |  |  | ALTERNATE MPN:M00008536 |  |  |  |  | https://download.sew-eurodrive.com/download/pdf/11358912.pdf | https://download.sew-eurodrive.com/download/pdf/23478055.pdf |  |  | QC Completed
STP_008 | Data Enrichment | BHJ | OK | 2023-07-11 | 2023-07-13 | MUF | OK | 2023-07-14 | 2023-07-14 | 198685 |  | 198685 | M | ZRSA | EN | 06 | [7 empty] | PC | 0 | 0 | KG | 0 | 0 | [5 empty] | PC |  | Z002 | [10 empty] | M00003113¦M00003113 |  | GEAR MOTOR 2KJ3301-5EK23-9DH1-Z D02+¦MOOTORREDUKTOR 2KJ3301-5EK23-9DH1-Z D02+¦VAIHDEMOOTT 2KJ3301-5EK23-9DH1-Z D02+ | GEAR MOTOR 2KJ3301-5EK23-9DH1-Z D02+ | MM_PROPERTY **GEAR MOTOR **MM_TYPE **2KJ3301-5EK23-9DH1-Z D02+ **MM_MANUFACTURER_NO **M00003113 |  | 061207 | 85015100 | AC motors, multi-phase, of an output > 37,5 W but <= 750 W |  | Cleansed | MOTOR | GEAR |  |  |  |  | 2KJ3301-5EK23-9DH1-Z D02+ |  |  | POWER |  | NOMINAL VOLTAGE |  | NOMINAL ROTATION SPEED |  | MOUNTING POSITION |  | GEAR RATIO |  |  |  | ALTERNATE MPN:M00003113 |  |  |  |  | Url Not Found |  |  |  | QC Completed
STP_008 | Data Enrichment | BHJ | OK | 2023-07-11 | 2023-07-13 | MUF | OK | 2023-07-14 | 2023-07-14 | 198687 |  | 198687 | M | ZRSA | EN | 06 | [7 empty] | PC | 0 | 0 | KG | 0 | 0 | [5 empty] | PC |  | Z002 | [10 empty] | M00008760¦M00008760 |  | GEAR MOTOR 2KJ3102-1EK23-4AH1-Z D01+¦MOOTORREDUKTOR 2KJ3102-1EK23-4AH1-Z D01+¦VAIHDEMOOTT 2KJ3102-1EK23-4AH1-Z D01+ | GEAR MOTOR 2KJ3102-1EK23-4AH1-Z D01+ | MM_PROPERTY **GEAR MOTOR **MM_TYPE **2KJ3102-1EK23-4AH1-Z D01+ **MM_MANUFACTURER_NO **M00008760 |  | 061207 | 85015100 | AC motors, multi-phase, of an output > 37,5 W but <= 750 W |  | Cleansed | MOTOR | GEAR |  |  |  |  | 2KJ3102-1EK23-4AH1-Z D01+ |  |  | POWER |  | NOMINAL VOLTAGE |  | NOMINAL ROTATION SPEED |  | MOUNTING POSITION |  | GEAR RATIO |  |  |  | ALTERNATE MPN:M00008760 |  |  |  |  | Url Not Found |  |  |  | QC Completed
STP_008 | Data Enrichment | BHJ | OK | 2023-07-11 | 2023-07-13 | MUF | OK | 2023-07-14 | 2023-07-14 | 198688 |  | 198688 | M | ZRSA | EN | 06 | [7 empty] | PC | 0 | 0 | KG | 0 | 0 | [5 empty] | PC |  | Z002 | [10 empty] | M00001534¦M00001534 |  | GEAR MOTOR FA 77 GDRN 100LS4 I=58.32¦MOOTORREDUKTOR FA 77 GDRN 100LS4 I=58.32¦VAIHDEMOOTT FA 77 GDRN 100LS4 I=58.32 | GEAR MOTOR FA 77 GDRN 100LS4 I=58.32¦MOTORREDUKTOR FA 77 GDRN 100LS4 I=58.32¦GEAR MOTOR FA 77 GDRN 100LS4 I=58.32 | MM_PROPERTIES **GEAR MOTOR **MM_MEASUREMENT1_VALUE1 **I=58.32 **MM_TYPE **FA 77 GDRN 100LS4 **MM_MANUFACTURER_NO **M00001534 |  | 061207 | 85015100 | AC motors, multi-phase, of an output > 37,5 W but <= 750 W |  | Enriched | MOTOR | GEAR | PARALLEL HOLLOW SHAFT HELICAL | IEC 60034-1,IEC 60072,EN 60529,EN 50262,EN 50347,IE3 | SEW-EURODRIVE | OEM | FA77 GDRN100LS4 |  |  | POWER | 2,2KW | NOMINAL VOLTAGE | 460VAC | NOMINAL ROTATION SPEED | 1400RPM | MOUNTING POSITION |  | GEAR RATIO | 58,32 |  |  | ALTERNATE MPN:M00001534 |  |  |  |  | https://download.sew-eurodrive.com/download/pdf/11358912.pdf | https://download.sew-eurodrive.com/download/pdf/23478055.pdf | https://download.sew-eurodrive.com/download/pdf/22148205_G06.pdf |  | QC Completed
STP_008 | Data Enrichment | BHJ | OK | 2023-07-11 | 2023-07-13 | MUF | OK | 2023-07-14 | 2023-07-14 | 198689 |  | 198689 | M | ZRSA | EN | 06 | [7 empty] | PC | 0 | 0 | KG | 0 | 0 | [5 empty] | PC |  | Z002 | [10 empty] | M00003227¦M00003227 |  | GEAR MOTOR 2KJ3102-1DC22-9AG1-Z D01+¦MOOTORREDUKTOR 2KJ3102-1DC22-9AG1-Z D01+¦VAIHDEMOOTT 2KJ3102-1DC22-9AG1-Z D01+ | GEAR MOTOR 2KJ3102-1DC22-9AG1-Z D01+ | MM_FEATURE **GEAR MOTOR **MM_TYPE **2KJ3102-1DC22-9AG1-Z D01+ **MM_MANUFACTURER_NO **M00003227 |  | 061207 | 85015100 | AC motors, multi-phase, of an output > 37,5 W but <= 750 W |  | Cleansed | MOTOR | GEAR |  |  |  |  | 2KJ3102-1DC22-9AG1-Z D01+ |  |  | POWER |  | NOMINAL VOLTAGE |  | NOMINAL ROTATION SPEED |  | MOUNTING POSITION |  | GEAR RATIO |  |  |  | ALTERNATE MPN:M00003227 |  |  |  |  | Url Not Found |  |  |  | QC Completed
STP_008 | Data Enrichment | BHJ | OK | 2023-07-11 | 2023-07-13 | MUF | OK | 2023-07-14 | 2023-07-14 | 198690 |  | 198690 | M | ZRSA | EN | 06 | [7 empty] | PC | 0 | 0 | KG | 0 | 0 | [5 empty] | PC |  | Z002 | [10 empty] | 3022435'¦'3022435' |  | AC-SERVOMOTOR FM190 U2H 300 VACAA¦AC-SERVOMOOTT FM190 U2H 300 VACAA | AC-SERVOMOTOR FM190 U2H 300 VACAA¦AC-SERVOMOTOR FM190 U2H 300 VACAA | MM_FEATURE **AC-SERVOMOTOR **MM_TYPE **FM190 U2H 300 VACAA **MM_MANUFACTURER_NO **3022435 |  |  | 85015220 | AC motors, multi-phase, of an output > 750 W but <= 7,5 kW |  | Cleansed | MOTOR | SERVO | AC |  |  |  | 3022435 | FM190 U2H 300 VACAA |  | FRAME SIZE |  | POWER RATING |  | VOLTAGE RATING |  | CURRENT RATING |  | NUMBER OF POLES | [8 empty] | Url Not Found |  |  |  | QC Completed
STP_008 | Data Enrichment | BHJ | OK | 2023-07-11 | 2023-07-13 | MUF | OK | 2023-07-14 | 2023-07-14 | 198694 |  | 198694 | M | ZRSA | EN | 06 | [7 empty] | PC | 0 | 0 | KG | 0 | 0 | [5 empty] | PC |  | Z002 | [10 empty] | M00003077¦M00003077 |  | GEAR MOTOR R 27 DRN 90S4 I=8.16¦MOOTORREDUKTOR R 27 DRN 90S4 I=8.16¦VAIHDEMOOTT R 27 DRN 90S4 I=8.16 | GEAR MOTOR R 27 DRN 90S4 I=8.16 | MM_PROPERTY **GEAR MOTOR **MM_MEASUREMENT1_VALUE1 **I=8.16 **MM_TYPE **R 27 DRN 90S4 **MM_MANUFACTURER_NO **M00003077 |  | 061207 | 85015100 | AC motors, multi-phase, of an output > 37,5 W but <= 750 W |  | Enriched | MOTOR | GEAR | HELICAL | IEC 60034-1,IEC 60072,EN 60529,EN 50262,EN 50347,IE3 | SEW-EURODRIVE | OEM | R27 DRN90S4 |  |  | POWER | 1,1KW | NOMINAL VOLTAGE | 460VAC | NOMINAL ROTATION SPEED | 1762RPM | MOUNTING POSITION | FOOT | GEAR RATIO | 8,16 |  |  | ALTERNATE MPN:M00003077 |  |  |  |  | https://download.sew-eurodrive.com/download/pdf/11358912.pdf | https://download.sew-eurodrive.com/download/pdf/23478055.pdf |  |  | QC Completed
STP_008 | Data Enrichment | BHJ | OK | 2023-07-11 | 2023-07-13 | MUF | OK | 2023-07-14 | 2023-07-14 | 198816 |  | 198816 | M | ZRSA | EN | 06 | [7 empty] | PC | 0 | 0 | KG | 0 | 0 | [5 empty] | PC |  | Z002 | [12 empty] | AIR MOTOR M07LN0¦ILMAMOOTTORI M07LN0 | AIR MOTOR M07LN0¦AIR MOTOR M07LN0 | MM_FEATURE **AIR MOTOR **MM_TYPE **M07LN0 **MM_MANUFACTURER **GRACO |  |  |  | #N/A |  | Cleansed | MOTOR |  | AIR |  | GRACO INC | OEM | M07LN0 |  |  | POWER RATING |  | SPEED RATING |  | CONSTRUCTION MATERIAL |  | ENCLOSURE |  | MOUNTING TYPE | [8 empty] | https://spraywell.com/graco-m07ln0-air-motor-700-cc-displacement-4-5-in-piston-diameter-2-5-in-stroke-low-noise-compatible-with-datatrak-with-cycle-count/ |  |  | URL for Reference only | QC Completed
STP_008 | Data Enrichment | BHJ | OK | 2023-07-11 | 2023-07-13 | MUF | OK | 2023-07-14 | 2023-07-14 | 199076 |  | 199076 | M | ZRSA | EN | 06 | [7 empty] | PC | 0¦0¦0 | 0 | KG | 0¦0¦0 | 0 | [5 empty] | M3¦NM3¦PC |  | Z002 | [12 empty] | HYDRAULICMOTOR OMP400 DANFOSS¦HYDRAULIMOOTTORI OMP400 DANFOSS | HYDRAULIC MOTOR OMP400 DANFOSS¦HYDRAULIC MOTOR OMP400 DANFOSS | MM_FEATURE **HYDRAULICMOTOR **MM_DIMENSION1_VALUE1 **SHAFT D25 **MM_TYPE **OMP400 151-0318 **MM_MANUFACTURER **DANFOSS |  | 061490 |  | #N/A |  | Cleansed | MOTOR | HYDRAULIC |  |  | DANFOSS | OEM | OMP400 151-0318 |  |  | FRAME SIZE |  | POWER RATING |  | TORQUE RATING |  | DISPLACEMENT |  | SPEED RATING |  |  |  | SHAFT DIAMETER:25 |  |  |  |  | https://www.buymachineryparts.com/products/hydraulic-motor-omp400-151-0318-151-0618-for-sauer-danfoss |  |  | URL for Reference only | QC Completed
STP_008 | Data Enrichment | BHJ | OK | 2023-07-11 | 2023-07-13 | MUF | OK | 2023-07-14 | 2023-07-14 | 406852 |  | 406852 | M | ZRSA | EN | 06 | [7 empty] | PC | 0 | 0 | KG | 0 | 0 | [5 empty] | PC |  | Z002 | [12 empty] | ECCENTRIC SHORT-CIRCUIT MOTOR 1,85 KW¦EPÄKESKO OIKOSULKUMOOTT. 1,85 KW | ECCENTRIC SHORT-CIRCUIT MOTOR 1.85 KW¦ECCENTRIC SHORT-CIRCUIT MOTOR. 1.85 KW | MM_FEATURE **MOTOR **MM_TYPE **1800W, 1440RPM, 380-415V, 4.7A **MM_MANUFACTURER **SWECO |  |  | 85015220 | AC motors, multi-phase, of an output > 750 W but <= 7,5 kW |  | Cleansed | MOTOR | AC | ECCENTRIC SHORT-CIRCUIT |  | SWECO AB | OEM |  |  |  | FRAME SIZE |  | POWER RATING | 1800W | VOLTAGE RATING | 380-415VAC | CURRENT RATING | 4,7A | NUMBER OF POLES |  |  |  | SPEED RATING:1440RPM |  |  |  |  | Url Not Found |  |  |  | QC Completed
STP_008 | Data Enrichment | BHJ | OK | 2023-07-11 | 2023-07-13 | MUF | OK | 2023-07-14 | 2023-07-14 | 406993 |  | 406993 | M | ZRSA | EN | 06 | [7 empty] | PC | 0¦0¦0 | 0 | KG | 0¦0¦0 | 0 | [5 empty] | M3¦NM3¦PC |  | Z002 | [10 empty] | Pääterän nostoyksikön sähkömoottori¦Pääterän nostoyksikön sähkömoottori |  | LIFTING MOTOR 241032¦NOSTOYKSIKÖN MOOTTORI 241032 | LIFTING MOTOR 241032¦LIFTING UNIT MOTOR 241032 | MM_PROPERTY **LIFTING MOTOR **MM_DIMENSION1_VALUE1 **FOR MAIN BLADE **MM_TYPE **241032 **MM_MANUFACTURER_NO **241032 **MM_MANUFACTURER **SCHELLING |  |  |  | #N/A |  | Cleansed | MOTOR |  | LIFTING UNIT |  | SCHELLING GROUP GMBH | OEM | 241032 |  |  | POWER RATING |  | SPEED RATING |  | CONSTRUCTION MATERIAL |  | ENCLOSURE |  | MOUNTING TYPE |  |  |  | FOR MAIN BLADE |  |  |  |  | Url Not Found |  |  |  | QC Completed
STP_008 | Data Enrichment | BHJ | OK | 2023-07-11 | 2023-07-13 | MUF | OK | 2023-07-14 | 2023-07-14 | 407091 |  | 407091 | M | ZRSA | EN | 06 | [7 empty] | PC | 0 | 0 | KG | 0 | 0 | [5 empty] | PC |  | Z002 | [12 empty] | HELICAL-BEVEL GEARMOTOR K47 DRN90L4¦KARTIOPYÖRÄVAIHD.MOOT. K47 DRN90L4 | HELICAL-BEVEL GEARMOTOR K47 DRN90L4¦CONICAL GEAR MOTOR. K47 DRN90L4 | MM_FEATURE **HELICAL-BEVEL GEARMOTOR **MM_DIMENSION1_VALUE1 **1.5 KW 1461/161 R/MIN **MM_TYPE **K47 DRN90L4 **MM_DIMENSION2_VALUE2 **230/400V **MM_MANUFACTURER **SEW |  | 061207 | 85015100 | AC motors, multi-phase, of an output > 37,5 W but <= 750 W |  | Enriched | MOTOR | GEAR | HELICAL BEVEL CONICAL | IEC 60034-1,IEC 60072,EN 60529,EN 50262,EN 50347,IE3 | SEW-EURODRIVE | OEM | K47 DRN90L4 |  |  | POWER | 1,5KW | NOMINAL VOLTAGE | 460VAC | NOMINAL ROTATION SPEED | 1767RPM | MOUNTING POSITION |  | GEAR RATIO | [8 empty] | https://download.sew-eurodrive.com/download/pdf/11358912.pdf | https://download.sew-eurodrive.com/download/pdf/23478055.pdf |  |  | QC Completed
STP_008 | Data Enrichment | BHJ | OK | 2023-07-11 | 2023-07-13 | MUF | OK | 2023-07-14 | 2023-07-14 | 407435 |  | 407435 | M | ZRSA | EN | 06 | [7 empty] | PC | 0 | 0 | KG | 0 | 0 | [5 empty] | PC |  | Z002 | [12 empty] | SAW MOTOR SCHELLING 244061 50/60HZ 27.0¦SAE MOTOR SCHELLING 244061 50/60HZ 27.0 | SAW MOTOR SCHELLING 244061 50/60HZ 27.0¦SAE MOTOR SCHELLING 244061 50/60HZ 27.0 | MM_CHARACTERISTICS **MOTOR **MM_MEASUREMENT1_VALUE1 **27KW **MM_TYPE **244061 **MM_MEASUREMENT2_VALUE2 **50/60HZ **MM_MANUFACTURER_NO **244061 **MM_MANUFACTURER **SCHELLING |  |  |  | #N/A |  | Cleansed | MOTOR |  | SAW |  | SCHELLING GROUP GMBH | OEM | 244061 |  |  | POWER RATING | 27KW | SPEED RATING |  | CONSTRUCTION MATERIAL |  | ENCLOSURE |  | MOUNTING TYPE |  |  |  | FREQUENCY RATING:50/60HZ |  |  |  |  | Url Not Found |  |  |  | QC Completed
STP_008 | Data Enrichment | BHJ | OK | 2023-07-11 | 2023-07-13 | MUF | OK | 2023-07-14 | 2023-07-14 | 407496 |  | 407496 | M | ZRSA | EN | 06 | [7 empty] | PC | 0 | 0 | KG | 0 | 0 | [5 empty] | PC |  | Z002 | [12 empty] | MOTOR WITH REDUCTOR R17 DRN80 MK4-BE1¦MOOTORREDUKTOR R17 DRN80 MK4-BE1¦MOOTTORI R17 DRN80 MK4-BE1 | MOTOR WITH REDUCER R17 DRN80 MK4-BE1¦MOTOR REDUCTOR R17 DRN80 MK4-BE1¦MOTOR R17 DRN80 MK4-BE1 | MM_PROPERTIES **MOTOR **MM_MEASUREMENT1_VALUE1 **0.55KW S1 **MM_MEASUREMENT4_VALUE4 **/ 0.55/374/M2-180/400V/F **MM_MEASUREMENT2_VALUE2 **HZ 50 **MM_MEASUREMENT3_VALUE3 **RPM 1360/355 **MM_MANUFACTURER_NO ** R17 DRS71M4BE1 **MM_MANUFACTURER **SEW |  | 061207 | 85015100 | AC motors, multi-phase, of an output > 37,5 W but <= 750 W |  | Enriched | MOTOR | GEAR | HELICAL | IEC 60034-1,IEC 60072,EN 60529,EN 50262,EN 50347,IE1 | SEW-EURODRIVE | OEM | R17 DRS71M4BE1 |  |  | POWER | 0,55KW | NOMINAL VOLTAGE | 400VAC | NOMINAL ROTATION SPEED | 1400RPM | MOUNTING POSITION | M2-180 | GEAR RATIO |  |  |  | ALTERNATE MPN:R17 DRN80 MK4-BE1,FREQUENCY RATING:50HZ,S1 REF:374/F,WITH REDUCER |  |  |  |  | https://download.sew-eurodrive.com/download/pdf/11358912.pdf | https://download.sew-eurodrive.com/download/pdf/25803948_G01.pdf | https://download.sew-eurodrive.com/download/pdf/16712412_G06.pdf |  | QC Completed
STP_008 | Data Enrichment | BHJ | OK | 2023-07-11 | 2023-07-13 | MUF | OK | 2023-07-14 | 2023-07-14 | 407863 |  | 407863 | M | ZRSA | EN | 06 | [7 empty] | PC | 0¦0¦0 | 0 | KG | 0¦0¦0 | 0 | [5 empty] | M3¦NM3¦PC |  | Z002 | [12 empty] | GEAR MOTOR 3021920¦KIERUKKAVAIHDEMOOTTORI 3021920 | GEAR MOTOR 3021920 ¦ HELICAL GEAR MOTOR 3021920 | MM_TYPE **SA97 DRN100L4 **MM_MANUFACTURER_NO **25.74440822.04.0001.17.03 **MM_MANUFACTURER **SEW |  | 061207 | 85015100 | AC motors, multi-phase, of an output > 37,5 W but <= 750 W |  | Enriched | MOTOR | GEAR | HELICAL WORM HOLLOW SHAFT | IEC 60034-1,IEC 60072,EN 60529,EN 50262,EN 50347,IE3 | SEW-EURODRIVE | OEM | 25.74440822.04.0001.17.03 | SA97 DRN100L4 |  | POWER | 3KW | NOMINAL VOLTAGE | 460VAC | NOMINAL ROTATION SPEED | 1763RPM | MOUNTING POSITION |  | GEAR RATIO |  |  |  | ALTERNATE MPN:3021920 |  |  |  |  | https://download.sew-eurodrive.com/download/pdf/11358912.pdf | https://download.sew-eurodrive.com/download/pdf/23478055.pdf |  |  | QC Completed
STP_008 | Data Enrichment | BHJ | OK | 2023-07-11 | 2023-07-13 | MUF | OK | 2023-07-14 | 2023-07-14 | 408319 |  | 408319 | M | ZRSA | EN | 06 | [7 empty] | PC | 0¦0¦0 | 0 | KG | 0¦0¦0 | 0 | [5 empty] | M3¦NM3¦PC |  | Z002 | [12 empty] | GEAR MOTOR FA87/G DRN132S4¦VAIHDEMOOTTORI FA87/G DRN132S4 | GEAR MOTOR FA87/G DRN132S4¦GEAR MOTOR FA87/G DRN132S4 | MM_FEATURE **GEAR MOTOR **MM_MEASUREMENT1_VALUE1 **5.5KW **MM_TYPE **FA87/G DRN132S4 **MM_MEASUREMENT4_VALUE4 **M1 **MM_MEASUREMENT2_VALUE2 **230/400V **MM_MEASUREMENT3_VALUE3 **1461/62RPM **MM_MANUFACTURER_NO **S /N 64.01014476.16.0001 **MM_MANUFACTURER **SEW-EURODRIVE **MM_MEASUREMENT5_VALUE5 **I=23.68 |  | 061207 | 85015100 | AC motors, multi-phase, of an output > 37,5 W but <= 750 W |  | Enriched | MOTOR | GEAR | PARALLEL HOLLOW SHAFT HELICAL | IEC 60034-1,IEC 60072,EN 60529,EN 50262,EN 50347,IE3 | SEW-EURODRIVE | OEM | 64.01014476.16.0001 | FA87 GDRN132S4 |  | POWER | 5,5KW | NOMINAL VOLTAGE | 460VAC | NOMINAL ROTATION SPEED | 1768RPM | MOUNTING POSITION | M1 | GEAR RATIO | 23,68 | [7 empty] | https://download.sew-eurodrive.com/download/pdf/11358912.pdf | https://download.sew-eurodrive.com/download/pdf/23478055.pdf |  |  | QC Completed
STP_008 | Data Enrichment | BHJ | OK | 2023-07-11 | 2023-07-13 | MUF | OK | 2023-07-14 | 2023-07-14 | 409925 |  | 409925 | M | ZRSA | EN | 06 | [7 empty] | PC | 0¦0¦0 | 0 | KG | 0¦0¦0 | 0 | [5 empty] | M3¦NM3¦PC |  | Z002 | [12 empty] | GEAR MOTOR FAF37 DRN90S4¦VAIHDEMOOTTORI FAF37 DRN90S4 | GEAR MOTOR FAF37 DRN90S4¦GEAR MOTOR FAF37 DRN90S4 | MM_FEATURE **GEAR MOTOR **MM_MEASUREMENT1_VALUE1 **1.1KW **MM_TYPE **FAF37 DRN90S4 **MM_MEASUREMENT4_VALUE4 **M3 **MM_MEASUREMENT2_VALUE2 **400V **MM_MEASUREMENT3_VALUE3 **1455/162RPM **MM_MANUFACTURER_NO **S/N 64.8231928001. 0001X22 **MM_MANUFACTURER **SEW-EURODRIVE **MM_MEASUREMENT5_VALUE5 **I=8.97 |  | 061207 | 85015100 | AC motors, multi-phase, of an output > 37,5 W but <= 750 W |  | Enriched | MOTOR | GEAR | PARALLEL HOLLOW SHAFT HELICAL | IEC 60034-1,IEC 60072,EN 60529,EN 50262,EN 50347,IE3 | SEW-EURODRIVE | OEM | 64.8231928001. 0001X22 | FAF37 DRN90S4 |  | POWER | 1,1KW | NOMINAL VOLTAGE | 460VAC | NOMINAL ROTATION SPEED | 1762RPM | MOUNTING POSITION | B5 FLANGE,M3 | GEAR RATIO | 8,97 | [7 empty] | https://download.sew-eurodrive.com/download/pdf/11358912.pdf | https://download.sew-eurodrive.com/download/pdf/23478055.pdf |  |  | QC Completed
STP_008 | Data Enrichment | BHJ | OK | 2023-07-11 | 2023-07-13 | MUF | OK | 2023-07-14 | 2023-07-14 | 410832 |  | 410832 | M | ZRSA | EN | 06 | [7 empty] | PC | 0¦0¦230 | 230 | KG | 0¦0¦0 | 0 | [5 empty] | M3¦NM3¦PC |  | Z002 | [12 empty] | GEAR MOTOR FA97/G DRN132M4¦VAIHDEMOOTTORI FA97/G DRN132M4 | GEAR MOTOR FA97/G DRN132M4¦GEAR MOTOR FA97/G DRN132M4 | MM_FEATURE **GEAR MOTOR **MM_MEASUREMENT1_VALUE1 **7.5KW **MM_MATERIAL **AL **MM_TYPE **FA97/G DRN132M4 **MM_MEASUREMENT4_VALUE4 **M1 **MM_STANDARD **IE3 **MM_MEASUREMENT2_VALUE2 **400/690V ** MM_MEASUREMENT3_VALUE3 **1468RPM **MM_MANUFACTURER **SEW EURODRIVE **MM_MEASUREMENT5_VALUE5 **DRN132M4 |  | 061207 | 85015100 | AC motors, multi-phase, of an output > 37,5 W but <= 750 W |  | Enriched | MOTOR | GEAR | PARALLEL HOLLOW SHAFT HELICAL | IEC 60034-1,IEC 60072,EN 60529,EN 50262,EN 50347,IE3 | SEW-EURODRIVE | OEM | FA97 GDRN132M4 |  |  | POWER | 7,5KW | NOMINAL VOLTAGE | 400/690VAC | NOMINAL ROTATION SPEED | 1774RPM | MOUNTING POSITION | M1 | GEAR RATIO |  |  | ALUMINUM | [5 empty] | https://download.sew-eurodrive.com/download/pdf/11358912.pdf | https://download.sew-eurodrive.com/download/pdf/23478055.pdf |  |  | QC Completed
STP_008 | Data Enrichment | BHJ | OK | 2023-07-11 | 2023-07-13 | MUF | OK | 2023-07-14 | 2023-07-14 | 410833 |  | 410833 | M | ZRSA | EN | 06 | [7 empty] | PC | 0¦0¦85 | 85 | KG | 0¦0¦0 | 0 | [5 empty] | M3¦NM3¦PC |  | Z002 | [12 empty] | GEAR MOTOR R77 DRN112M4/BE5¦VAIHDEMOOTTORI R77 DRN112M4/BE5 | GEAR MOTOR R77 DRN112M4/BE5¦GEAR MOTOR R77 DRN112M4/BE5 | MM_FEATURE **GEAR MOTOR **MM_DIMENSION1_VALUE1 **4KW **MM_MATERIAL **AL **MM_TYPE **R77 DRN112M4/BE5 **MM_DIMENSION4_VALUE4 **M3 **MM_STANDARD **IE3 **MM_DIMENSION2_VALUE2 **230/400V **MM_DIMENSION3_VALUE3 * *1464RPM **MM_MANUFACTURER **SEW EURODRIVE **MM_MEASUREMENT5_VALUE5 **DRN112M4/BE5 |  | 061207 | 85015100 | AC motors, multi-phase, of an output > 37,5 W but <= 750 W |  | Enriched | MOTOR | GEAR | HELICAL | IEC 60034-1,IEC 60072,EN 60529,EN 50262,EN 50347,IE3 | SEW-EURODRIVE | OEM | R77 DRN112M4BE5 |  |  | POWER | 4KW | NOMINAL VOLTAGE | 460VAC | NOMINAL ROTATION SPEED | 1769RPM | MOUNTING POSITION | FOOT,M3 | GEAR RATIO |  |  | ALUMINUM | [5 empty] | https://download.sew-eurodrive.com/download/pdf/11358912.pdf | https://download.sew-eurodrive.com/download/pdf/23478055.pdf |  |  | QC Completed
STP_008 | Data Enrichment | BHJ | OK | 2023-07-11 | 2023-07-13 | MUF | OK | 2023-07-14 | 2023-07-14 | 410834 |  | 410834 | M | ZRSA | EN | 06 | [7 empty] | PC | 0¦0¦240 | 240 | KG | 0¦0¦0 | 0 | [5 empty] | M3¦NM3¦PC |  | Z002 | [12 empty] | GEAR MOTOR FA97 DRN132M4¦VAIHDEMOOTTORI FA97 DRN132M4 | GEAR MOTOR FA97 DRN132M4¦GEAR MOTOR FA97 DRN132M4 | MM_FEATURE **GEAR MOTOR **MM_DIMENSION1_VALUE1 **7.5KW **MM_MATERIAL **AL **MM_TYPE **FA97 DRN132M4 **MM_DIMENSION4_VALUE4 **M2 **MM_STANDARD **IE3 **MM_DIMENSION2_VALUE2 **400/690V **MM_DIMENSION3_VALUE3 * *1468RPM **MM_MANUFACTURER **SEW EURODRIVE **MM_MEASUREMENT5_VALUE5 **DRN132M4 |  | 061207 | 85015100 | AC motors, multi-phase, of an output > 37,5 W but <= 750 W |  | Enriched | MOTOR | GEAR | PARALLEL HOLLOW SHAFT HELICAL | IEC 60034-1,IEC 60072,EN 60529,EN 50262,EN 50347,IE3 | SEW-EURODRIVE | OEM | FA97 DRN132M4 |  |  | POWER | 7,5KW | NOMINAL VOLTAGE | 400/690VAC | NOMINAL ROTATION SPEED | 1774RPM | MOUNTING POSITION | M2 | GEAR RATIO |  |  | ALUMINUM | [5 empty] | https://download.sew-eurodrive.com/download/pdf/11358912.pdf | https://download.sew-eurodrive.com/download/pdf/23478055.pdf |  |  | QC Completed
STP_008 | Data Enrichment | BHJ | OK | 2023-07-11 | 2023-07-13 | MUF | OK | 2023-07-14 | 2023-07-14 | 410835 |  | 410835 | M | ZRSA | EN | 06 | [7 empty] | PC | 0¦0¦25 | 25 | KG | 0¦0¦0 | 0 | [5 empty] | M3¦NM3¦PC |  | Z002 | [12 empty] | GEAR MOTOR R37 DRN80M4/BE1¦VAIHDEMOOTTORI R37 DRN80M4/BE1 | GEAR MOTOR R37 DRN80M4/BE1¦GEAR MOTOR R37 DRN80M4/BE1 | MM_FEATURE **GEAR MOTOR **MM_MEASUREMENT1_VALUE1 **0.75KW **MM_MATERIAL **AL **MM_TYPE **R37 DRN80M4/BE1 **MM_MEASUREMENT4_VALUE4 **M1 **MM_STANDARD **IE3 **MM_MEASUREMENT2_VALUE2 **230/400V ** MM_MEASUREMENT3_VALUE3 **1440RPM **MM_MANUFACTURER **SEW EURODRIVE **MM_MEASUREMENT5_VALUE5 **DRN80M4/BE1 |  | 061207 | 85015100 | AC motors, multi-phase, of an output > 37,5 W but <= 750 W |  | Enriched | MOTOR | GEAR | HELICAL | IEC 60034-1,IEC 60072,EN 60529,EN 50262,EN 50347,IE3 | SEW-EURODRIVE | OEM | R37 DRN80M4BE1 |  |  | POWER | 0,75KW | NOMINAL VOLTAGE | 460VAC | NOMINAL ROTATION SPEED | 1751RPM | MOUNTING POSITION | FOOT,M1 | GEAR RATIO |  |  | ALUMINUM | [5 empty] | https://download.sew-eurodrive.com/download/pdf/11358912.pdf | https://download.sew-eurodrive.com/download/pdf/23478055.pdf |  |  | QC Completed
STP_008 | Data Enrichment | BHJ | OK | 2023-07-11 | 2023-07-13 | MUF | OK | 2023-07-14 | 2023-07-14 | 410960 |  | 410960 | M | ZRSA | EN | 06 | [7 empty] | PC | 0¦0¦130 | 130 | KG | 0¦0¦0 | 0 | [5 empty] | M3¦NM3¦PC |  | Z002 | [12 empty] | GEAR MOTOR FA87 DRN100L4¦VAIHDEMOOTTORI FA87 DRN100L4 | GEAR MOTOR FA87 DRN100L4¦GEAR MOTOR FA87 DRN100L4 | MM_FEATURE **GEAR MOTOR **MM_MEASUREMENT1_VALUE1 **3KW **MM_TYPE **FA87 DRN100L4 **MM_MEASUREMENT4_VALUE4 **M5 **MM_MEASUREMENT2_VALUE2 **230/400V **MM_MEASUREMENT3_VALUE3 **1456/26RPM **MM_MANUFACTURER_NO **FA87 DRN100L4 **MM_MANUFACTURER **SEW-EURODRIVE **MM_MEASUREMENT5_VALUE5 **I=56.75 |  | 061207 | 85015100 | AC motors, multi-phase, of an output > 37,5 W but <= 750 W |  | Enriched | MOTOR | GEAR | PARALLEL HOLLOW SHAFT HELICAL | IEC 60034-1,IEC 60072,EN 60529,EN 50262,EN 50347,IE3 | SEW-EURODRIVE | OEM | FA87 DRN100L4 |  |  | POWER | 3KW | NOMINAL VOLTAGE | 460VAC | NOMINAL ROTATION SPEED | 1763RPM | MOUNTING POSITION | M5 | GEAR RATIO | 56,75 | [7 empty] | https://download.sew-eurodrive.com/download/pdf/11358912.pdf | https://download.sew-eurodrive.com/download/pdf/23478055.pdf |  |  | QC Completed
STP_008 | Data Enrichment | BHJ | OK | 2023-07-11 | 2023-07-13 | MUF | OK | 2023-07-14 | 2023-07-14 | 410961 |  | 410961 | M | ZRSA | EN | 06 | [7 empty] | PC | 0¦0¦0 | 0 | KG | 0¦0¦0 | 0 | [5 empty] | M3¦NM3¦PC |  | Z002 | [10 empty] | FDU:LSKA5E51120228¦''¦FDU:LSKA5E51120228¦'' |  | GEAR MOTOR KF129¦VAIHDEMOOTTORI KF129 | GEAR MOTOR KF129¦GEAR MOTOR KF129 | MM_PROPERTY **GEAR MOTOR **MM_MANUFACTURER_NO **2KJ3533-1EM23-4FC1-Z **MM_MANUFACTURER **SIMOGEAR |  | 061207 | 85015100 | AC motors, multi-phase, of an output > 37,5 W but <= 750 W |  | Cleansed | MOTOR | GEAR |  |  |  |  | 2KJ3533-1EM23-4FC1-Z |  |  | POWER |  | NOMINAL VOLTAGE |  | NOMINAL ROTATION SPEED |  | MOUNTING POSITION |  | GEAR RATIO |  |  |  | BRAND:SIMOGEAR,KF129 |  |  |  |  | Url Not Found |  |  |  | QC Completed
STP_008 | Data Enrichment | BHJ | OK | 2023-07-11 | 2023-07-13 | MUF | OK | 2023-07-14 | 2023-07-14 | 411655 |  | 411655 | M | ZRSA | EN | 06 | [7 empty] | PC | 0¦0¦0 | 0 | KG | 0¦0¦0 | 0 | [5 empty] | M3¦NM3¦PC |  | Z002 | [12 empty] | GEAR MOTOR FH37G DRN100 LS4-EK8C¦MOOTORREDUKTOR FH37G DRN100 LS4-EK8C¦VAIHDEMOOTTORI FH37G DRN100 LS4-EK8C | GEAR MOTOR FH37G DRN100 LS4-EK8C¦MOTOR REDUCER FH37G DRN100 LS4-EK8C¦GEAR MOTOR FH37G DRN100 LS4-EK8C | MM_FEATURE **GEAR MOTOR **MM_MEASUREMENT1_VALUE1 **2.2KW **MM_TYPE **FH37G DRN100 LS4-EK8C **MM_MEASUREMENT4_VALUE4 **M1- 270 **MM_MEASUREMENT2_VALUE2 **50HZ **MM_MEASUREMENT3_VALUE3 **1450/131RPM **MM_MANUFACTURER_NO ** FH37G DRN100 LS4-EK8C **MM_MANUFACTURER **SEW **MM_TYPE2 **/ 2.2/131/M1-180/F |  | 061207 | 85015100 | AC motors, multi-phase, of an output > 37,5 W but <= 750 W |  | Enriched | MOTOR | GEAR | PARALLEL HOLLOW SHAFT HELICAL | IEC 60034-1,IEC 60072,EN 60529,EN 50262,EN 50347,IE3 | SEW-EURODRIVE | OEM | FH37 GDRN100LS4-EK8C |  |  | POWER | 2,2KW | NOMINAL VOLTAGE | 400VAC | NOMINAL ROTATION SPEED | 1400RPM | MOUNTING POSITION | M1-270,M1-180 | GEAR RATIO |  |  |  | FREQUENCY RATING:50HZ,REF:131/F,WITH REDUCER |  |  |  |  | https://download.sew-eurodrive.com/download/pdf/11358912.pdf | https://download.sew-eurodrive.com/download/pdf/23478055.pdf | https://download.sew-eurodrive.com/download/pdf/22148205_G06.pdf |  | QC Completed
STP_008 | Data Enrichment | BHJ | OK | 2023-07-11 | 2023-07-13 | MUF | OK | 2023-07-14 | 2023-07-14 | 411869 |  | 411869 | M | ZRSA | EN | 06 | [7 empty] | PC | 0¦0¦0 | 0 | KG | 0¦0¦0 | 0 | [5 empty] | M3¦NM3¦PC |  | Z002 | [12 empty] | GEAR MOTOR R67 DRN90L4¦VAIHDEMOOTTORI R67 DRN90L4 | GEAR MOTOR R67 DRN90L4¦GEAR MOTOR R67 DRN90L4 | MM_PROPERTY **GEAR MOTOR **MM_TYPE **R67 DRN90L4 **MM_MANUFACTURER_NO **R67 DRN90L4 **MM_MANUFACTURER **SEW EURODRIVE **MM_MEASUREMENT5_VALUE5 **I=61.26 |  | 061207 | 85015100 | AC motors, multi-phase, of an output > 37,5 W but <= 750 W |  | Enriched | MOTOR | GEAR | HELICAL | IEC 60034-1,IEC 60072,EN 60529,EN 50262,EN 50347,IE3 | SEW-EURODRIVE | OEM | R67 DRN90L4 |  |  | POWER | 1,5KW | NOMINAL VOLTAGE | 460VAC | NOMINAL ROTATION SPEED | 1767RPM | MOUNTING POSITION | FOOT | GEAR RATIO | 61,26 | [7 empty] | https://download.sew-eurodrive.com/download/pdf/11358912.pdf | https://download.sew-eurodrive.com/download/pdf/23478055.pdf |  |  | QC Completed
STP_008 | Data Enrichment | BHJ | OK | 2023-07-11 | 2023-07-13 | MUF | OK | 2023-07-14 | 2023-07-14 | 412146 |  | 412146 | M | ZRSA | EN | 06 | [7 empty] | PC | 0¦0¦0 | 0 | KG | 0¦0¦0 | 0 | [5 empty] | M3¦NM3¦PC |  | Z002 | [12 empty] | GEAR MOTOR F69 FZAZ69-K4-112¦VAIHDEMOOTTORI F69 FZAZ69-K4-112 | GEAR MOTOR F69 FZAZ69-K4-112¦GEAR MOTOR F69 FZAZ69-K4-112 | MM_PROPERTY **GEAR MOTOR **MM_TYPE **2KJ3304-5GA04-0HF1-Z D04+K06+> **MM_MANUFACTURER_NO **LSKGEAR4022471 **MM_MANUFACTURER **SIMOGEAR **MM_TYPE2 **L02+L87+Y00 |  | 061207 | 85015100 | AC motors, multi-phase, of an output > 37,5 W but <= 750 W |  | Cleansed | MOTOR | GEAR |  |  |  |  | 2KJ3304-5GA04-0HF1-Z D04+K06+ |  |  | POWER |  | NOMINAL VOLTAGE |  | NOMINAL ROTATION SPEED |  | MOUNTING POSITION |  | GEAR RATIO |  |  |  | ALTERNATE MPN1:LSKGEAR4022471,ALTERNATE MP2:L02+L87+Y00,F69 FZAZ69-K4-112 |  |  |  |  | Url Not Found |  |  |  | QC Completed
STP_008 | Data Enrichment | BHJ | OK | 2023-07-11 | 2023-07-13 | MUF | OK | 2023-07-14 | 2023-07-14 | 412147 |  | 412147 | M | ZRSA | EN | 06 | [7 empty] | PC | 0¦0¦27 | 27 | KG | 0¦0¦0 | 0 | [5 empty] | M3¦NM3¦PC |  | Z002 | [12 empty] | GEAR MOTOR GP 1LE1011-1BJ23-4GA4-Z H00+>¦VAIHDEMOOTTORI GP 1LE1011-1BJ23-4GA4-Z> | GEAR MOTOR GP 1LE1011-1BJ23-4GA4-Z H00+>¦GEAR MOTOR GP 1LE1011-1BJ23-4GA4-Z> | MM_PROPERTY **GEAR MOTOR **MM_MEASUREMENT1_VALUE1 **3.7/4.4KW **MM_TYPE **1LE1011-1BJ23-4GA4-Z H00+Y56 **MM_MEASUREMENT2_VALUE2 **50HZ **MM_MANUFACTURER_NO **X15400 **MM_MANUFACTURER **SIMOGEAR |  | 061207 | 85015100 | AC motors, multi-phase, of an output > 37,5 W but <= 750 W |  | Cleansed | MOTOR | GEAR |  |  |  |  | X15400 | 1LE1011-1BJ23-4GA4-Z H00+Y56 |  | POWER | 3,7/4,4KW | NOMINAL VOLTAGE |  | NOMINAL ROTATION SPEED |  | MOUNTING POSITION |  | GEAR RATIO |  |  |  | BRAND:SIMOGEAR,FREQUENCY RATING:50HZ |  |  |  |  | Url Not Found |  |  |  | QC Completed
STP_008 | Data Enrichment | CIR | OK | 11/7/2023 | 12/7/2023 | MUF | OK | 2023-07-14 | 2023-07-14 | 178923 |  | 178923 | M | ZRSA | EN | 06 | [7 empty] | PC | 0 | 0 | KG | 0 | 0 | [5 empty] | PC |  | Z002 | [11 empty] | 64.1911484301.0001.13.80' | VAIHDEMOOTT RF37 DRE 100 M4 | GEAR MOOT RF37 DRE 100 M4 | MM_MEASUREMENT1_VALUE1 **2.2 KW **MM_TYPE **RF37 DRE 100 M4 B5 **MM_MEASUREMENT4_VALUE4 **1425 / 214 RPM **MM_MEASUREMENT2_VALUE2 **400 V **MM_MEASUREMENT3_VALUE3 **4.7 A **MM_MANUFACTURER **SEW |  | 061207 | 85015220 | AC motors, multi-phase, of an output > 750 W but <= 7,5 kW |  | ENRICHED | MOTOR | GEAR | HELICAL |  | SEW-EURODRIVE | OEM |  | RF37 DRE 100 M4 B5 |  | POWER | 2,2KW | NOMINAL VOLTAGE | 400V | NOMINAL ROTATION SPEED | 1425/214RPM | MOUNTING POSITION |  | GEAR RATIO |  |  |  | CURRENT RATING:4,7A |  |  |  |  | https://download.sew-eurodrive.com/download/pdf/11358912.pdf |  |  |  | QC Completed
STP_008 | Data Enrichment | CIR | OK | 11/7/2023 | 12/7/2023 | MUF | OK | 2023-07-14 | 2023-07-14 | 178968 |  | 178968 | M | ZRSA | EN | 06 | [7 empty] | PC | 0 | 0 | KG | 0 | 0 | [5 empty] | PC |  | Z002 | [12 empty] | VAIHDEMOOTT RF47 DRE100 M4 | GEAR MOOT RF47 DRE100 M4 | MM_MEASUREMENT1_VALUE1 **2.2 KW **MM_TYPE **RF47 DRE 100 M4 B5 **MM_MEASUREMENT4_VALUE4 **1425 / 205 RPM **MM_MEASUREMENT2_VALUE2 **400 V **MM_MEASUREMENT3_VALUE3 **4.7 A **MM_MANUFACTURER **SEW |  | 061207 | 85015220 | AC motors, multi-phase, of an output > 750 W but <= 7,5 kW |  | ENRICHED | MOTOR | GEAR | HELICAL |  | SEW-EURODRIVE | OEM |  | RF47 DRE 100 M4 B5 |  | POWER | 2,2KW | NOMINAL VOLTAGE | 400V | NOMINAL ROTATION SPEED | 1425/205RPM | MOUNTING POSITION |  | GEAR RATIO |  |  |  | CURRENT RATING:4,7A |  |  |  |  | https://download.sew-eurodrive.com/download/pdf/11358912.pdf |  |  |  | QC Completed
STP_008 | Data Enrichment | CIR | OK | 11/7/2023 | 12/7/2023 | MUF | OK | 2023-07-14 | 2023-07-14 | 178969 |  | 178969 | M | ZRSA | EN | 06 | [7 empty] | PC | 0 | 0 | KG | 0 | 0 | [5 empty] | PC |  | Z002 | [12 empty] | VAIHDEMOOTT R37 DRE90 M2 / LN | GEAR MODULE R37 DRE90 M2 / LN | MM_MEASUREMENT1_VALUE1 **1.5 KW **MM_TYPE **R37 DRE 90 M2 / LN B3 **MM_MEASUREMENT4_VALUE4 **2830 / 355 RPM **MM_MEASUREMENT2_VALUE2 **400 V **MM_MEASUREMENT3_VALUE3 **3.05 A **MM_MANUFACTURER **SEW |  | 061207 | 85015220 | AC motors, multi-phase, of an output > 750 W but <= 7,5 kW |  | ENRICHED | MOTOR | GEAR | HELICAL |  | SEW-EURODRIVE | OEM |  | R37 DRE 90 M2 /LN B3 |  | POWER | 1,5KW | NOMINAL VOLTAGE | 400V | NOMINAL ROTATION SPEED | 2830/355RPM | MOUNTING POSITION |  | GEAR RATIO |  |  |  | CURRENT RATING:3,05A |  |  |  |  | https://download.sew-eurodrive.com/download/pdf/11358912.pdf |  |  |  | QC Completed
STP_008 | Data Enrichment | CIR | OK | 11/7/2023 | 12/7/2023 | MUF | OK | 2023-07-14 | 2023-07-14 | 178970 |  | 178970 | M | ZRSA | EN | 06 | [7 empty] | PC | 0 | 0 | KG | 0 | 0 | [5 empty] | PC |  | Z002 | [12 empty] | VAIHDEMOOTT DV 100 M4 / BMG / ES1T¦VAIHDEMOOTT DV100 M4 / BMG / ES1T | GEARBOX DV 100 M4 / BMG / ES1T¦GEARBOX DV100 M4 / BMG / ES1T | MM_MEASUREMENT1_VALUE1 **2.2 KW **MM_TYPE **RF47 DV100 M4 / BMG / ES1T B5 **MM_MEASUREMENT4_VALUE4 **1410 / 139 RPM **MM_MEASUREMENT2_VALUE2 **400 V **MM_MEASUREMENT3_VALUE3 **4.9 A **MM_MANUFACTURER ** SEW |  | 061207 | 85015220 | AC motors, multi-phase, of an output > 750 W but <= 7,5 kW |  | ENRICHED | MOTOR | GEAR | HELICAL |  | SEW-EURODRIVE | OEM |  | RF47 DV100 M4 /BMG/ES1T B5 |  | POWER | 2,2KW | NOMINAL VOLTAGE | 400V | NOMINAL ROTATION SPEED | 1410/139RPM | MOUNTING POSITION |  | GEAR RATIO |  |  |  | CURRENT RATING:4,9A |  |  |  |  | https://download.sew-eurodrive.com/download/pdf/11358912.pdf |  |  |  | QC Completed
STP_008 | Data Enrichment | CIR | OK | 11/7/2023 | 12/7/2023 | MUF | OK | 2023-07-14 | 2023-07-14 | 178971 |  | 178971 | M | ZRSA | EN | 06 | [7 empty] | PC | 0 | 0 | KG | 0 | 0 | [5 empty] | PC |  | Z002 | [12 empty] | VAIHDEMOOTT RF77 DT90 L4 / BMG | GEAR MODULE RF77 DT90 L4 / BMG | MM_MEASURE1_VALUE1 **1.5 KW **MM_TYPE **RF77 DT90 L4 /BMG B3 **MM_MEASURE4_VALUE4 **1410 / 24 RPM **MM_MEASURE2_VALUE2 **400 V **MM_MEASURE3_VALUE3 **3.7 A **MM_MANUFACTURER **SEW |  | 061207 | 85015220 | AC motors, multi-phase, of an output > 750 W but <= 7,5 kW |  | ENRICHED | MOTOR | GEAR | HELICAL |  | SEW-EURODRIVE | OEM |  | RF77 DT90 L4 /BMG B3 |  | POWER | 1,5KW | NOMINAL VOLTAGE | 400V | NOMINAL ROTATION SPEED | 1410/24RPM | MOUNTING POSITION |  | GEAR RATIO |  |  |  | CURRENT RATING:3,7A |  |  |  |  | https://download.sew-eurodrive.com/download/pdf/11358912.pdf |  |  |  | QC Completed
STP_008 | Data Enrichment | CIR | OK | 11/7/2023 | 12/7/2023 | MUF | OK | 2023-07-14 | 2023-07-14 | 178972 |  | 178972 | M | ZRSA | EN | 06 | [7 empty] | PC | 0 | 0 | KG | 0 | 0 | [5 empty] | PC |  | Z002 | [12 empty] | VAIHDEMOOTT R47 DT90S4 | GEARBOX R47 DT90S4 | MM_MEASURE1_VALUE1 **1.1 KW **MM_TYPE **R47 DT 90 S4 B3 **MM_MEASURE4_VALUE4 **1400 / 138 RPM **MM_MEASURE2_VALUE2 **400 V **MM_MEASURE3_VALUE3 **2.8 A **MM_MANUFACTURER **SEW |  | 061207 | 85015220 | AC motors, multi-phase, of an output > 750 W but <= 7,5 kW |  | ENRICHED | MOTOR | GEAR | HELICAL |  | SEW-EURODRIVE | OEM |  | R47 DT 90 S4 B3 |  | POWER | 1,1KW | NOMINAL VOLTAGE | 400V | NOMINAL ROTATION SPEED | 1400/138RPM | MOUNTING POSITION |  | GEAR RATIO |  |  |  | CURRENT RATING:2,8A |  |  |  |  | https://download.sew-eurodrive.com/download/pdf/11358912.pdf |  |  |  | QC Completed
STP_008 | Data Enrichment | CIR | OK | 11/7/2023 | 12/7/2023 | MUF | OK | 2023-07-14 | 2023-07-14 | 178973 |  | 178973 | M | ZRSA | EN | 06 | [7 empty] | PC | 0 | 0 | KG | 0 | 0 | [5 empty] | PC |  | Z002 | [12 empty] | VAIHDEMOOTT RF47 DRE90 L4 BE2 / ES7C | GEAR MODULE RF47 DRE90 L4 BE2 / ES7C | MM_MEASUREMENT1_VALUE1 **1.5 KW **MM_TYPE **RF47 DRE90 L4 BE2 / ES7C B5 **MM_MEASUREMENT4_VALUE4 **1430 / 179 RPM **MM_MEASUREMENT2_VALUE2 **400 V **MM_MEASUREMENT3_VALUE3 **3.45 A **MM_MANUFACTURER **SEW |  | 061207 | 85015220 | AC motors, multi-phase, of an output > 750 W but <= 7,5 kW |  | ENRICHED | MOTOR | GEAR | HELICAL |  | SEW-EURODRIVE | OEM |  | RF47 DRE90 L4 BE2 / ES7C B5 |  | POWER | 1,5KW | NOMINAL VOLTAGE | 400V | NOMINAL ROTATION SPEED | 1430/179RPM | MOUNTING POSITION |  | GEAR RATIO |  |  |  | CURRENT RATING:3,45A |  |  |  |  | https://download.sew-eurodrive.com/download/pdf/11358912.pdf |  |  |  | QC Completed
STP_008 | Data Enrichment | CIR | OK | 11/7/2023 | 12/7/2023 | MUF | OK | 2023-07-14 | 2023-07-14 | 178974 |  | 178974 | M | ZRSA | EN | 06 | [7 empty] | PC | 0 | 0 | KG | 0 | 0 | [5 empty] | PC |  | Z002 | [12 empty] | VAIHDEMOOTT RF37 DRE90 L4 | GEAR MOOT RF37 DRE90 L4 | MM_MEASUREMENT1_VALUE1 **1.5 KW **MM_TYPE **RF37 DRE90 L4 B5 **MM_MEASUREMENT4_VALUE4 **1430 / 353 RPM **MM_MEASUREMENT2_VALUE2 **400 V **MM_MEASUREMENT3_VALUE3 **3.45 A **MM_MANUFACTURER **SEW |  | 061207 | 85015220 | AC motors, multi-phase, of an output > 750 W but <= 7,5 kW |  | ENRICHED | MOTOR | GEAR | HELICAL |  | SEW-EURODRIVE | OEM |  | RF37 DRE90 L4 B5 |  | POWER | 1,5KW | NOMINAL VOLTAGE | 400V | NOMINAL ROTATION SPEED | 1430/353RPM | MOUNTING POSITION |  | GEAR RATIO |  |  |  | CURRENT RATING:3,45A |  |  |  |  | https://download.sew-eurodrive.com/download/pdf/11358912.pdf |  |  |  | QC Completed
STP_008 | Data Enrichment | CIR | OK | 11/7/2023 | 12/7/2023 | MUF | OK | 2023-07-14 | 2023-07-14 | 178975 |  | 178975 | M | ZRSA | EN | 06 | [7 empty] | PC | 0 | 0 | KG | 0 | 0 | [5 empty] | PC |  | Z002 | [12 empty] | VAIHDEMOOTT R37 DRE90 M4 BE2 | GEAR MOOT R37 DRE90 M4 BE2 | MM_MEASUREMENT1_VALUE1 **1.1 KW **MM_TYPE **R37 DRE 90 M4 BE2 B3 **MM_MEASUREMENT4_VALUE4 **1420 / 178 RPM **MM_MEASUREMENT2_VALUE2 **400 V **MM_MEASUREMENT3_VALUE3 **2.55 A **MM_MANUFACTURER **SEW |  | 061207 | 85015220 | AC motors, multi-phase, of an output > 750 W but <= 7,5 kW |  | ENRICHED | MOTOR | GEAR | HELICAL |  | SEW-EURODRIVE | OEM |  | R37 DRE 90 M4 BE2 B3 |  | POWER | 1,1KW | NOMINAL VOLTAGE | 400V | NOMINAL ROTATION SPEED | 1420/178RPM | MOUNTING POSITION |  | GEAR RATIO |  |  |  | CURRENT RATING:2,55A |  |  |  |  | https://download.sew-eurodrive.com/download/pdf/11358912.pdf |  |  |  | QC Completed
STP_008 | Data Enrichment | CIR | OK | 11/7/2023 | 12/7/2023 | MUF | OK | 2023-07-14 | 2023-07-14 | 178978 |  | 178978 | M | ZRSA | EN | 06 | [7 empty] | PC | 0 | 0 | KG | 0 | 0 | [5 empty] | PC |  | Z002 | [12 empty] | VAIHDEMOOTT DKF71 N054 S613 | GEAR MODULE DKF71 N054 S613 | MM_MEASUREMENT1_VALUE1 **0.37 KW **MM_TYPE **DKF 71 N054 S613 B3 **MM_MEASUREMENT4_VALUE4 **1400 / RPM **MM_MEASUREMENT2_VALUE2 **400 V **MM_MEASUREMENT3_VALUE3 **1.1 A **MM_MANUFACTURER **THERMSCHUTZ |  | 061207 | 85015220 | AC motors, multi-phase, of an output > 750 W but <= 7,5 kW |  | CLEANSED | MOTOR | GEAR |  |  | THERMSCHUTZ | NON-OEM |  | DKF 71 N054 S613 B3 |  | POWER | 0,37KW | NOMINAL VOLTAGE | 400V | NOMINAL ROTATION SPEED | 1400/RPM | MOUNTING POSITION |  | GEAR RATIO |  |  |  | CURRENT RATING:1,1A | [8 empty] | QC Completed
STP_008 | Data Enrichment | CIR | OK | 11/7/2023 | 12/7/2023 | MUF | OK | 2023-07-14 | 2023-07-14 | 178982 |  | 178982 | M | ZRSA | EN | 06 | [7 empty] | PC | 0 | 0 | KG | 0 | 0 | [5 empty] | PC |  | Z002 | [12 empty] | VAIHDEMOOTT 7G3 KPR100 L4 | GEARMOOT 7G3 KPR100 L4 | MM_MEASUREMENT1_VALUE1 **4 KW **MM_TYPE **7G3 KPR100 L4 B3 **MM_MEASUREMENT4_VALUE4 **/ 400 RPM **MM_MEASUREMENT2_VALUE2 **400 V **MM_MEASUREMENT3_VALUE3 **8.8 A **MM_MANUFACTURER **KEB |  | 061207 | 85015220 | AC motors, multi-phase, of an output > 750 W but <= 7,5 kW |  | CLEANSED | MOTOR | GEAR |  |  | KEB | NON-OEM |  | 7G3 KPR100 L4 B3 |  | POWER | 4KW | NOMINAL VOLTAGE | 400V | NOMINAL ROTATION SPEED | 400RPM | MOUNTING POSITION |  | GEAR RATIO |  |  |  | CURRENT RATING:8,8A | [8 empty] | QC Completed
STP_008 | Data Enrichment | CIR | OK | 11/7/2023 | 12/7/2023 | MUF | OK | 2023-07-14 | 2023-07-14 | 178983 |  | 178983 | M | ZRSA | EN | 06 | [7 empty] | PC | 0 | 0 | KG | 0 | 0 | [5 empty] | PC |  | Z002 | [12 empty] | VAIHDEMOOTT R17 DRS71 M2/LN | GEARBOX R17 DRS71 M2/LN | MM_MEASUREMENT1_VALUE1 **0.55 KW **MM_TYPE **R17 DRS71 M2/LN B3 **MM_MEASUREMENT4_VALUE4 **2810 / 372 RPM **MM_MEASUREMENT2_VALUE2 **400 V **MM_MEASUREMENT3_VALUE3 **1.42 A **MM_MANUFACTURER **SEW |  | 061207 | 85015220 | AC motors, multi-phase, of an output > 750 W but <= 7,5 kW |  | ENRICHED | MOTOR | GEAR | HELICAL |  | SEW-EURODRIVE | OEM |  | R17 DRS71 M2/LN B3 |  | POWER | 0,55KW | NOMINAL VOLTAGE | 400V | NOMINAL ROTATION SPEED | 2810/372RPM | MOUNTING POSITION |  | GEAR RATIO |  |  |  | CURRENT RATING:1,42A |  |  |  |  | https://download.sew-eurodrive.com/download/pdf/11358912.pdf |  |  |  | QC Completed
STP_008 | Data Enrichment | CIR | OK | 11/7/2023 | 12/7/2023 | MUF | OK | 2023-07-14 | 2023-07-14 | 178984 |  | 178984 | M | ZRSA | EN | 06 | [7 empty] | PC | 0 | 0 | KG | 0 | 0 | [5 empty] | PC |  | Z002 | [12 empty] | VAIHDEMOOTT R57 DT80 K4 / BMG | GEAR MODULE R57 DT80 K4 / BMG | MM_MEASUREMENT1_VALUE1 **0.55 KW **MM_TYPE **R57 DT80 K4 / BMG B3 **MM_MEASUREMENT4_VALUE4 **1380 / 24 RPM **MM_MEASUREMENT2_VALUE2 **400 V **MM_MEASUREMENT3_VALUE3 **1.75 A **MM_MANUFACTURER **SEW |  | 061207 | 85015220 | AC motors, multi-phase, of an output > 750 W but <= 7,5 kW |  | ENRICHED | MOTOR | GEAR | HELICAL |  | SEW-EURODRIVE | OEM |  | R57 DT80 K4/BMG B3 |  | POWER | 0,55KW | NOMINAL VOLTAGE | 400V | NOMINAL ROTATION SPEED | 1380/24RPM | MOUNTING POSITION |  | GEAR RATIO |  |  |  | CURRENT RATING:1,75A |  |  |  |  | https://download.sew-eurodrive.com/download/pdf/11358912.pdf |  |  |  | QC Completed
STP_008 | Data Enrichment | CIR | OK | 11/7/2023 | 12/7/2023 | MUF | OK | 2023-07-14 | 2023-07-14 | 178985 |  | 178985 | M | ZRSA | EN | 06 | [7 empty] | PC | 0 | 0 | KG | 0 | 0 | [5 empty] | PC |  | Z002 | [12 empty] | VAIHDEMOOTT SA67 DRE90 L4 | GEARBOX SA67 DRE90 L4 | MM_MEASURE1_VALUE1 **1.5 KW **MM_TYPE **SA67 DRE90 L4 **MM_MEASURE4_VALUE4 **1430 / 34 RPM **MM_MEASURE2_VALUE2 **400 V **MM_MEASURE3_VALUE3 **3.35 A **MM_MANUFACTURER **SEW |  | 061207 | 85015220 | AC motors, multi-phase, of an output > 750 W but <= 7,5 kW |  | ENRICHED | MOTOR | GEAR |  |  | SEW-EURODRIVE | OEM |  | SA67 DRE90 L4 |  | POWER | 1,5KW | NOMINAL VOLTAGE | 400V | NOMINAL ROTATION SPEED | 1430/34RPM | MOUNTING POSITION |  | GEAR RATIO |  |  |  | CURRENT RATING:3,35A |  |  |  |  | https://download.sew-eurodrive.com/download/pdf/11358912.pdf |  |  |  | QC Completed
STP_008 | Data Enrichment | CIR | OK | 11/7/2023 | 12/7/2023 | MUF | OK | 2023-07-14 | 2023-07-14 | 178986 |  | 178986 | M | ZRSA | EN | 06 | [7 empty] | PC | 0 | 0 | KG | 0 | 0 | [5 empty] | PC |  | Z002 | [12 empty] | VAIHDEMOOTT KA37 / DT80 N4 | GEAR MODULE KA37 / DT80 N4 | MM_MEASURE1_VALUE1 **0.75 KW **MM_TYPE **KA37 / DT80 N4 **MM_MEASURE4_VALUE4 **1380 / 217 RPM **MM_MEASURE2_VALUE2 **400 V **MM_MEASURE3_VALUE3 **2.15 A **MM_MANUFACTURER **SEW |  | 061207 | 85015220 | AC motors, multi-phase, of an output > 750 W but <= 7,5 kW |  | ENRICHED | MOTOR | GEAR | HELICAL BEVEL |  | SEW-EURODRIVE | OEM |  | KA37/DT80 N4 |  | POWER | 0,75KW | NOMINAL VOLTAGE | 400V | NOMINAL ROTATION SPEED | 1380/217RPM | MOUNTING POSITION |  | GEAR RATIO |  |  |  | CURRENT RATING:2,15A |  |  |  |  | https://download.sew-eurodrive.com/download/pdf/11358912.pdf |  |  |  | QC Completed
STP_008 | Data Enrichment | CIR | OK | 11/7/2023 | 12/7/2023 | MUF | OK | 2023-07-14 | 2023-07-14 | 178987 |  | 178987 | M | ZRSA | EN | 06 | [7 empty] | PC | 0 | 0 | KG | 0 | 0 | [5 empty] | PC |  | Z002 | [12 empty] | VAIHDEMOOTT KA37/T DRS 71M4BE1 | GEARBOX KA37/T DRS 71M4BE1 | MM_MEASUREMENT1_VALUE1 **0.55 KW **MM_TYPE **KA37/T DRS71 M4BE1 **MM_MEASUREMENT4_VALUE4 **1380 / 114 RPM **MM_MEASUREMENT2_VALUE2 **400 V **MM_MEASUREMENT3_VALUE3 **1.55 A **MM_MANUFACTURER **SEW |  | 061207 | 85015220 | AC motors, multi-phase, of an output > 750 W but <= 7,5 kW |  | ENRICHED | MOTOR | GEAR | HELICAL BEVEL |  | SEW-EURODRIVE | OEM |  | KA37/T DRS71 M4BE1 |  | POWER | 0,55KW | NOMINAL VOLTAGE | 400V | NOMINAL ROTATION SPEED | 1380/114RPM | MOUNTING POSITION |  | GEAR RATIO |  |  |  | CURRENT RATING:1,55A |  |  |  |  | https://download.sew-eurodrive.com/download/pdf/11358912.pdf |  |  |  | QC Completed
STP_008 | Data Enrichment | CIR | OK | 11/7/2023 | 12/7/2023 | MUF | OK | 2023-07-14 | 2023-07-14 | 178988 |  | 178988 | M | ZRSA | EN | 06 | [7 empty] | PC | 0 | 0 | KG | 0 | 0 | [5 empty] | PC |  | Z002 | [12 empty] | VAIHDEMOOTT R37 DRE90 M2/LN | GEAR MODULE R37 DRE90 M2/LN | MM_MEASUREMENT1_VALUE1 **1.5 KW **MM_TYPE **R37 DRE90 M2/LN B5 **MM_MEASUREMENT4_VALUE4 **2830 / 424 RPM **MM_MEASUREMENT2_VALUE2 **400 V **MM_MEASUREMENT3_VALUE3 **3.05 A **MM_MANUFACTURER **SEW |  | 061207 | 85015220 | AC motors, multi-phase, of an output > 750 W but <= 7,5 kW |  | ENRICHED | MOTOR | GEAR | HELICAL |  | SEW-EURODRIVE | OEM |  | R37 DRE90 M2/LN B5 |  | POWER | 1,5KW | NOMINAL VOLTAGE | 400V | NOMINAL ROTATION SPEED | 2830/424RPM | MOUNTING POSITION |  | GEAR RATIO |  |  |  | CURRENT RATING:3,05A |  |  |  |  | https://download.sew-eurodrive.com/download/pdf/11358912.pdf |  |  |  | QC Completed
STP_008 | Data Enrichment | CIR | OK | 11/7/2023 | 12/7/2023 | MUF | OK | 2023-07-14 | 2023-07-14 | 178989 |  | 178989 | M | ZRSA | EN | 06 | [7 empty] | PC | 0 | 0 | KG | 0 | 0 | [5 empty] | PC |  | Z002 | [12 empty] | VAIHDEMOOTT F37 DRE90 L4 / FG | GEAR MOD F37 DRE90 L4 / FG | MM_MEASUREMENT1_VALUE1 **1.5 KW **MM_TYPE **F37 DRE90L4/FG B5 **MM_MEASUREMENT4_VALUE4 **1430 / 179 RPM **MM_MEASUREMENT2_VALUE2 **400 V **MM_MEASUREMENT3_VALUE3 **3.35 A **MM_MANUFACTURER **SEW |  | 061207 | 85015220 | AC motors, multi-phase, of an output > 750 W but <= 7,5 kW |  | ENRICHED | MOTOR | GEAR |  |  | SEW-EURODRIVE | OEM |  | F37 DRE90L4/FG B5 |  | POWER | 1,5KW | NOMINAL VOLTAGE | 400V | NOMINAL ROTATION SPEED | 1430/179RPM | MOUNTING POSITION |  | GEAR RATIO |  |  |  | CURRENT RATING:3,35A |  |  |  |  | https://download.sew-eurodrive.com/download/pdf/11358912.pdf |  |  |  | QC Completed
STP_008 | Data Enrichment | CIR | OK | 11/7/2023 | 12/7/2023 | MUF | OK | 2023-07-14 | 2023-07-14 | 178990 |  | 178990 | M | ZRSA | EN | 06 | [7 empty] | PC | 0 | 0 | KG | 0 | 0 | [5 empty] | PC |  | Z002 | [12 empty] | VAIHDEMOOTT FAF37 DRE100 M4 | GEAR MOD FAF37 DRE100 M4 | MM_MEASUREMENT1_VALUE1 **2.2 KW **MM_TYPE **FAF37 DRE100 M4 **MM_MEASUREMENT4_VALUE4 **1425 / 338 RPM **MM_MEASUREMENT2_VALUE2 **400 V **MM_MEASUREMENT3_VALUE3 **4.7 A **MM_MANUFACTURER **SEW |  | 061207 | 85015220 | AC motors, multi-phase, of an output > 750 W but <= 7,5 kW |  | ENRICHED | MOTOR | GEAR |  |  | SEW-EURODRIVE | OEM |  | FAF37 DRE100 M4 |  | POWER | 2,2KW | NOMINAL VOLTAGE | 400V | NOMINAL ROTATION SPEED | 1425/338RPM | MOUNTING POSITION |  | GEAR RATIO |  |  |  | CURRENT RATING:4,7A |  |  |  |  | https://download.sew-eurodrive.com/download/pdf/11358912.pdf |  |  |  | QC Completed
STP_008 | Data Enrichment | CIR | OK | 11/7/2023 | 12/7/2023 | MUF | OK | 2023-07-14 | 2023-07-14 | 178992 |  | 178992 | M | ZRSA | EN | 06 | [7 empty] | PC | 0 | 0 | KG | 0 | 0 | [5 empty] | PC |  | Z002 | [12 empty] | VAIHDEMOOTT R27 DRE90 L4 | GEAR MOD R27 DRE90 L4 | MM_MEASUREMENT1_VALUE1 **1.5 KW **MM_TYPE **R27 DRE90 L4 B3 **MM_MEASUREMENT4_VALUE4 **1430 / 217 RPM **MM_MEASUREMENT2_VALUE2 **400 V **MM_MEASUREMENT3_VALUE3 **3.45 A **MM_MANUFACTURER **SEW |  | 061207 | 85015220 | AC motors, multi-phase, of an output > 750 W but <= 7,5 kW |  | ENRICHED | MOTOR | GEAR | HELICAL |  | SEW-EURODRIVE | OEM |  | R27 DRE90 L4 B3 |  | POWER | 1,5KW | NOMINAL VOLTAGE | 400V | NOMINAL ROTATION SPEED | 1430/217RPM | MOUNTING POSITION |  | GEAR RATIO |  |  |  | CURRENT RATING:3,45A |  |  |  |  | https://download.sew-eurodrive.com/download/pdf/11358912.pdf |  |  |  | QC Completed
STP_008 | Data Enrichment | CIR | OK | 11/7/2023 | 12/7/2023 | MUF | OK | 2023-07-14 | 2023-07-14 | 178993 |  | 178993 | M | ZRSA | EN | 06 | [7 empty] | PC | 0 | 0 | KG | 0 | 0 | [5 empty] | PC |  | Z002 | [12 empty] | VAIHDEMOOTT R47 DRE90 L4 | GEAR MOD R47 DRE90 L4 | MM_MEASUREMENT1_VALUE1 **1.5 KW **MM_TYPE **R47 DRE90 L4 B3 **MM_MEASUREMENT4_VALUE4 **1430 / 48 RPM **MM_MEASUREMENT2_VALUE2 **400 V **MM_MEASUREMENT3_VALUE3 **3.45 A **MM_MANUFACTURER **SEW |  | 061207 | 85015220 | AC motors, multi-phase, of an output > 750 W but <= 7,5 kW |  | ENRICHED | MOTOR | GEAR | HELICAL |  | SEW-EURODRIVE | OEM |  | R47 DRE90 L4 B3 |  | POWER | 1,5KW | NOMINAL VOLTAGE | 400V | NOMINAL ROTATION SPEED | 1430/48RPM | MOUNTING POSITION |  | GEAR RATIO |  |  |  | CURRENT RATING:3,45A |  |  |  |  | https://download.sew-eurodrive.com/download/pdf/11358912.pdf |  |  |  | QC Completed
STP_008 | Data Enrichment | CIR | OK | 11/7/2023 | 12/7/2023 | MUF | OK | 2023-07-14 | 2023-07-14 | 178994 |  | 178994 | M | ZRSA | EN | 06 | [7 empty] | PC | 0 | 0 | KG | 0 | 0 | [5 empty] | PC |  | Z002 | [12 empty] | VAIHDEMOOTT MCK 320 P2T | GEARMOOT MCK 320 P2T | MM_MEASUREMENT1_VALUE1 **74W **MM_TYPE **MCK 320 P2T B3 **MM_MEASUREMENT4_VALUE4 **140 RPM **MM_MEASUREMENT2_VALUE2 **400 V **MM_MEASUREMENT3_VALUE3 **0.36 A **MM_MANUFACTURER **MINIMOTOR |  | 061207 | 85015220 | AC motors, multi-phase, of an output > 750 W but <= 7,5 kW |  | CLEANSED | MOTOR | GEAR |  |  | MINIMOTOR | NON-OEM |  | MCK 320 P2T B3 |  | POWER | 74W | NOMINAL VOLTAGE | 400V | NOMINAL ROTATION SPEED | 140RPM | MOUNTING POSITION |  | GEAR RATIO |  |  |  | CURRENT RATING:0,36A | [8 empty] | QC Completed
STP_008 | Data Enrichment | CIR | OK | 11/7/2023 | 12/7/2023 | MUF | OK | 2023-07-14 | 2023-07-14 | 178995 |  | 178995 | M | ZRSA | EN | 06 | [7 empty] | PC | 0 | 0 | KG | 0 | 0 | [5 empty] | PC |  | Z002 | [12 empty] | VAIHDEMOOTT R27 DRS80 M4 / MM11 / M0 | GEAR MOOT R27 DRS80 M4 / MM11 / M0 | MM_MEASUREMENT1_VALUE1 **1.1 KW **MM_TYPE **R27 DRS80M4 / MM11 / M0 B3 **MM_MEASUREMENT4_VALUE4 **1400 / 415 RPM **MM_MEASUREMENT2_VALUE2 **400 V **MM_MEASUREMENT3_VALUE3 **2.4 A **MM_MANUFACTURER **SEW |  | 061207 | 85015220 | AC motors, multi-phase, of an output > 750 W but <= 7,5 kW |  | ENRICHED | MOTOR | GEAR | HELICAL |  | SEW-EURODRIVE | OEM |  | R27 DRS80M4/MM11/M0 B3 |  | POWER | 1,1KW | NOMINAL VOLTAGE | 400V | NOMINAL ROTATION SPEED | 1400/415RPM | MOUNTING POSITION |  | GEAR RATIO |  |  |  | CURRENT RATING:2,4A |  |  |  |  | https://download.sew-eurodrive.com/download/pdf/11358912.pdf |  |  |  | QC Completed
STP_008 | Data Enrichment | CIR | OK | 11/7/2023 | 12/7/2023 | MUF | OK | 2023-07-14 | 2023-07-14 | 184904 |  | 184904 | M | ZRSA | EN | 06 | [7 empty] | PC | 0 | 0 | KG | 0 | 0 | [5 empty] | PC |  | Z002 | [12 empty] | HAMMASVAIHDEM R87 DV132 S4/EV1T B3 | GEAR GEAR R87 DV132 S4/EV1T B3 | MM_MEASURE1_VALUE1 **5.5 KW **MM_TYPE **R87 DV132 S4 / EV1T **MM_MEASURE4_VALUE4 **1500 / 66 RPM **MM_MEASURE2_VALUE2 **400V **MM_MEASURE3_VALUE3 **11A **MM_MANUFACTURER **SEW |  | 061207 | 85015220 | AC motors, multi-phase, of an output > 750 W but <= 7,5 kW |  | ENRICHED | MOTOR | GEAR | HELICAL |  | SEW-EURODRIVE | OEM |  | R87 DV132 S4/EV1T |  | POWER | 5,5KW | NOMINAL VOLTAGE | 400V | NOMINAL ROTATION SPEED | 1500/66RPM | MOUNTING POSITION |  | GEAR RATIO |  |  |  | CURRENT RATING:11A |  |  |  |  | https://download.sew-eurodrive.com/download/pdf/11358912.pdf |  |  |  | QC Completed
STP_008 | Data Enrichment | CIR | OK | 11/7/2023 | 12/7/2023 | MUF | OK | 2023-07-14 | 2023-07-14 | 185452 |  | 185452 | M | ZRSA | EN | 06 | [7 empty] | PC | 0 | 0 | KG | 0 | 0 | [5 empty] | PC |  | Z002 | [12 empty] | VAIHDEMOOTT g50bs122mvbr2c 1,1kW¦VAIHDEMOOTT G50BS122MVBR2C 1,1KW | GEARMOOT g50bs122mvbr2c 1.1kW¦GEARMOOT G50BS122MVBR2C 1.1KW | MM_PROPERTY **GEAR MOTOR **MM_MANUFACTURER_NO **242762 **MM_MANUFACTURER **SCHELLING |  | 061207 | 85015220 | AC motors, multi-phase, of an output > 750 W but <= 7,5 kW |  | CLEANSED | MOTOR | GEAR | HELICAL |  | IMA SCHELLING GROUP | NON-OEM | 242762 |  |  | POWER | 1,1KW | NOMINAL VOLTAGE |  | NOMINAL ROTATION SPEED |  | MOUNTING POSITION |  | GEAR RATIO | [12 empty] | QC Completed
STP_008 | Data Enrichment | CIR | OK | 11/7/2023 | 12/7/2023 | MUF | OK | 2023-07-14 | 2023-07-14 | 185458 |  | 185458 | M | ZRSA | EN | 06 | [7 empty] | PC | 0 | 0 | KG | 0 | 0 | [5 empty] | PC |  | Z002 | [12 empty] | VAIHDEMOOTT 87HZ 1,35 | GEAR MODE 87HZ 1.35 | MM_PROPERTY **GEAR MOTOR **MM_MANUFACTURER_NO **242761 **MM_MANUFACTURER **SCHELLING |  | 061207 | 85015220 | AC motors, multi-phase, of an output > 750 W but <= 7,5 kW |  | CLEANSED | MOTOR | GEAR | HELICAL |  | IMA SCHELLING GROUP | NON-OEM | 242761 |  |  | POWER |  | NOMINAL VOLTAGE |  | NOMINAL ROTATION SPEED |  | MOUNTING POSITION |  | GEAR RATIO |  |  |  | FREQUENCY:87HZ | [8 empty] | QC Completed
STP_008 | Data Enrichment | CIR | OK | 11/7/2023 | 12/7/2023 | MUF | OK | 2023-07-14 | 2023-07-14 | 186772 |  | 186772 | M | ZRSA | EN | 06 | [7 empty] | PC | 0 | 0 | KG | 0 | 0 | [5 empty] | PC |  | Z002 | [12 empty] | VAIHDEMOOTT K47 DRN100LS4 2.2KW 1450/159 | GEARBOX K47 DRN100LS4 2.2KW 1450/159 | MM_MEASUREMENT1_VALUE1 **2.2KW **MM_TYPE **K47 DRN100LS4 2.2KW 1450/159 **MM_MEASUREMENT3_VALUE3 **1450/159 **MM_MANUFACTURER **SEW |  | 061207 | 85015220 | AC motors, multi-phase, of an output > 750 W but <= 7,5 kW |  | ENRICHED | MOTOR | GEAR | HELICAL BEVEL |  | SEW-EURODRIVE | OEM |  | K47 DRN100LS4 |  | POWER | 2,2KW | NOMINAL VOLTAGE |  | NOMINAL ROTATION SPEED | 1450/159RPM | MOUNTING POSITION |  | GEAR RATIO | [8 empty] | https://download.sew-eurodrive.com/download/pdf/11358912.pdf |  |  |  | QC Completed
STP_008 | Data Enrichment | CIR | OK | 11/7/2023 | 12/7/2023 | MUF | OK | 2023-07-14 | 2023-07-14 | 188073 |  | 188073 | M | ZRSA | EN | 06 | [7 empty] | PC | 0 | 0 | KG | 0 | 0 | [5 empty] | PC |  | Z002 | [12 empty] | VAIHDEMOOTT KH77T DRN100L4 3,0KW SO M1B | GEARBOX KH77T DRN100L4 3.0KW SO M1B | MM_MEASURE1_VALUE1 **32RPM SO **MM_TYPE **KH77T DRN100L4 32RPM SO 3.0KW **MM_MEASURE2_VALUE2 **400V 50HZ M1B 0AST/X **MM_MANUFACTURER_NO **KH77T DRN100L4 32RPM SO 3.0KW **MM_MANUFACTURER **SEW |  | 061207 | 85015220 | AC motors, multi-phase, of an output > 750 W but <= 7,5 kW |  | ENRICHED | MOTOR | GEAR | HELICAL BEVEL |  | SEW-EURODRIVE | OEM |  | KH77T DRN100L4 SO M1B |  | POWER | 3KW | NOMINAL VOLTAGE | 400V | NOMINAL ROTATION SPEED | 32RPM | MOUNTING POSITION |  | GEAR RATIO |  |  |  | FREQUENCY:50HZ,M1B 0AST/X |  |  |  |  | https://download.sew-eurodrive.com/download/pdf/11358912.pdf |  |  |  | QC Completed
STP_008 | Data Enrichment | CIR | OK | 4/7/2023 | 11/7/2023 | MUF | OK | 2023-07-14 | 2023-07-14 | 142213 |  | 142213 | M | ZRSA | EN | 06 | [7 empty] | PC | 0 | 0 | KG | 0 | 0 | [5 empty] | PC |  | Z002 | [12 empty] | VAIHDEMOOTT R27 DRS71M4BE1 | TRANSMISSION R27 DRS71M4BE1 | MM_MEASUREMENT1_VALUE1 **0.55KW **MM_TYPE **R27 DRS71M4BE1 **MM_MEASUREMENT3_VALUE3 **/178 **MM_MANUFACTURER_NO **64.7870819001.0001.20 **MM_MANUFACTURER **SEW |  | 061207 | 84128080 | Engines and motors, non-electrical (excl. steam turbines, internal combustion piston engine, hydraulic turbines, water wheels, gas turbines, reaction engines, hydraulic power engines and motors, pneumatic power engines and motors, steam or other vapour power engines and electric motors) |  | ENRICHED | MOTOR | SERVO |  |  | SEW-EURODRIVE | OEM | 64.7870819001.0001.20 | R27 DRS71M4BE1 |  | FRAME SIZE |  | POWER RATING | 0.55KW | VOLTAGE RATING |  | CURRENT RATING |  | NUMBER OF POLES | [8 empty] | https://www.lektronix.com/equipment/sew-eurodrive-r27-drs71m4be1/290005 |  |  |  | QC Completed
STP_008 | Data Enrichment | CIR | OK | 4/7/2023 | 11/7/2023 | MUF | OK | 2023-07-14 | 2023-07-14 | 142333 |  | 142333 | M | ZRSA | EN | 06 | [7 empty] | PC | 0 | 0 | KG | 0 | 0 | [5 empty] | PC |  | Z002 | [12 empty] | VAIHDEMOOTT R73W D90S4 | TRANSMISSION R73W D90S4 | MM_MEASUREMENT1_VALUE1 **1.1KW **MM_TYPE **R73W D90S4 **MM_MEASUREMENT3_VALUE3 **/44 **MM_MANUFACTURER **SEW |  | 061207 | 85015220 | AC motors, multi-phase, of an output > 750 W but <= 7,5 kW |  | CLEANSED | MOTOR | GEAR |  |  | SEW-EURODRIVE | NON-OEM |  | R73W D90S4 |  | POWER | 1,1KW | NOMINAL VOLTAGE |  | NOMINAL ROTATION SPEED |  | MOUNTING POSITION |  | GEAR RATIO | [11 empty] | URL NOT Found | QC Completed
STP_008 | Data Enrichment | CIR | OK | 4/7/2023 | 11/7/2023 | MUF | OK | 2023-07-14 | 2023-07-14 | 142352 |  | 142352 | M | ZRSA | EN | 06 | [7 empty] | PC | 0 | 0 | KG | 0 | 0 | [5 empty] | PC |  | Z002 | [12 empty] | VAIHDEMOOTT R77 DRS132M4 | TRANSMISSION R77 DRS132M4 | MM_MEASUREMENT1_VALUE1 **7.5KW **MM_TYPE **R77 DRS132M4 **MM_MEASUREMENT4_VALUE4 **I=5.31 **MM_MEASUREMENT3_VALUE3 **/272 **MM_MANUFACTURER **SEW |  | 061207 | 85015220 | AC motors, multi-phase, of an output > 750 W but <= 7,5 kW |  | CLEANSED | MOTOR | GEAR |  |  | SEW-EURODRIVE | NON-OEM |  | R77 DRS132M4 |  | POWER | 7,5KW | NOMINAL VOLTAGE |  | NOMINAL ROTATION SPEED |  | MOUNTING POSITION |  | GEAR RATIO | 5,31:1 | [10 empty] | URL NOT Found | QC Completed
STP_008 | Data Enrichment | CIR | OK | 4/7/2023 | 11/7/2023 | MUF | OK | 2023-07-14 | 2023-07-14 | 142526 |  | 142526 | M | ZRSA | EN | 06 | [7 empty] | PC | 0 | 0 | KG | 0 | 0 | [5 empty] | PC |  | Z002 | [12 empty] | VAIHDEMOOTT S77 DRN100L4 | TRANSMISSION S77 DRN100L4 | MM_MEASUREMENT1_VALUE1 **3KW **MM_TYPE **S77 DV100M4 **MM_MEASUREMENT4_VALUE4 **I=97.14 **MM_MEASUREMENT3_VALUE3 **/15 **MM_MANUFACTURER_NO **64.7372523501.0001.16 **MM_MANUFACTURER **SEW |  | 061207 | 85015220 | AC motors, multi-phase, of an output > 750 W but <= 7,5 kW |  | CLEANSED | MOTOR | GEAR |  |  | SEW-EURODRIVE | OEM | 64.7372523501.0001.16 | S77 DV100M4 |  | POWER | 3KW | NOMINAL VOLTAGE |  | NOMINAL ROTATION SPEED |  | MOUNTING POSITION |  | GEAR RATIO | 97,14:1 | [7 empty] | https://download.sew-eurodrive.com/download/pdf/11358912.pdf |  |  |  | QC Completed
STP_008 | Data Enrichment | CIR | OK | 4/7/2023 | 11/7/2023 | MUF | OK | 2023-07-14 | 2023-07-14 | 142561 |  | 142561 | M | ZRSA | EN | 06 | [7 empty] | PC | 0 | 0 | KG | 0 | 0 | [5 empty] | PC |  | Z002 | [12 empty] | VAIHDEMOOTT FAZ67 DRS71M6/C | TRANSMISSION FAZ67 DRS71M6/C | MM_MEASUREMENT1_VALUE1 **0.37KW **MM_TYPE **FAZ67 DRS71M6/C **MM_MEASUREMENT4_VALUE4 **INSTALLATION M4/0(R) **MM_MEASUREMENT2_VALUE2 **220-242DD380-420Y **MM_MEASUREMENT3_VALUE3 **905/4.6 I=195 .39 **MM_MANUFACTURER **SEW |  | 061207 | 85015220 | AC motors, multi-phase, of an output > 750 W but <= 7,5 kW |  | CLEANSED | MOTOR | GEAR |  |  | SEW-EURODRIVE | OEM | 220-242DD380-420Y | FAZ67 DRS71M6/C |  | POWER | 0,37KW | NOMINAL VOLTAGE |  | NOMINAL ROTATION SPEED |  | MOUNTING POSITION |  | GEAR RATIO | 195,39:1 |  |  | INSTALLATION M4/0 |  |  |  |  | https://jaescompany.com/product.php?lang=ci&productid=342033&code=FAZ-67-DRS71M6 |  |  |  | QC Completed
STP_008 | Data Enrichment | NGB | OK | 2023-07-10 | 2023-07-11 | MUF | OK | 2023-07-14 | 2023-07-14 | 165318 |  | 165318 | M | ZRSA | EN | 06 | [7 empty] | PC | 0 | 0 | KG | 0 | 0 | [5 empty] | PC |  | Z002 | [12 empty] | VAIHDEMOOTT FA127/G DV160L4 | GEAR MOD FA127/G DV160L4 | MM_MEASUREMENT1_VALUE1 **15KW **MM_TYPE **FA127/G DV160L4 **MM_MEASUREMENT3_VALUE3 **1500/19 **MM_MANUFACTURER **SEW |  | 061207 | 85015230 | AC motors, multi-phase, of an output > 7,5 kW but <= 37 kW |  | Enriched | MOTOR | GEAR | PARALLEL SHAFT HELICAL |  | SEW-EURODRIVE | OEM | FA127/G DV160L4 |  |  | POWER | 15KW | NOMINAL VOLTAGE |  | NOMINAL ROTATION SPEED | 1500/19RPM | MOUNTING POSITION |  | GEAR RATIO | [8 empty] | https://download.sew-eurodrive.com/download/pdf/11358912.pdf |  |  | Series Match | QC Completed
STP_008 | Data Enrichment | NGB | OK | 2023-07-10 | 2023-07-11 | MUF | OK | 2023-07-14 | 2023-07-14 | 165373 |  | 165373 | M | ZRSA | EN | 06 | [7 empty] | PC | 0 | 0 | KG | 0 | 0 | [5 empty] | PC |  | Z002 | [12 empty] | VAIHDEMOOTT FA47/G DV100M4/ BMG/ES1T | GEAR MOD FA47/G DV100M4/ BMG/ES1T | MM_MEASUREMENT1_VALUE1 **2.2KW **MM_TYPE **FA47/G DV100M4/BMG/ES1T **MM_MEASUREMENT3_VALUE3 **1410/157 **MM_MANUFACTURER **SEW |  | 061207 | 85015220 | AC motors, multi-phase, of an output > 750 W but <= 7,5 kW |  | Enriched | MOTOR | GEAR | PARALLEL SHAFT HELICAL |  | SEW-EURODRIVE | OEM | FA47/G DV100M4/ BMG/ES1T |  |  | POWER | 2,2KW | NOMINAL VOLTAGE |  | NOMINAL ROTATION SPEED | 1410/157RPM | MOUNTING POSITION |  | GEAR RATIO | [8 empty] | https://download.sew-eurodrive.com/download/pdf/11358912.pdf |  |  | Series Match | QC Completed
STP_008 | Data Enrichment | NGB | OK | 2023-07-10 | 2023-07-11 | MUF | OK | 2023-07-14 | 2023-07-14 | 165500 |  | 165500 | M | ZRSA | EN | 06 | [7 empty] | PC | 0 | 0 | KG | 0 | 0 | [5 empty] | PC |  | Z002 | [12 empty] | VAIHDEMOOTT FA67/G DRE 132 S4 | GEAR MOD FA67/G DRE 132 S4 | MM_MEASUREMENT1_VALUE1 **4 KW **MM_TYPE **GEAR GEAR FA67/G DRE132 S4 **MM_MEASUREMENT3_VALUE3 **1460 / 66 **MM_MANUFACTURER **SEW |  | 061207 | 85015220 | AC motors, multi-phase, of an output > 750 W but <= 7,5 kW |  | Enriched | MOTOR | GEAR | PARALLEL SHAFT HELICAL |  | SEW-EURODRIVE | OEM | FA67/G DRE 132 S4 |  |  | POWER | 4KW | NOMINAL VOLTAGE |  | NOMINAL ROTATION SPEED | 1460/66RPM | MOUNTING POSITION |  | GEAR RATIO | [8 empty] | https://download.sew-eurodrive.com/download/pdf/11358912.pdf |  |  | Series Match | QC Completed
STP_008 | Data Enrichment | NGB | OK | 2023-07-10 | 2023-07-11 | MUF | OK | 2023-07-14 | 2023-07-14 | 165908 |  | 165908 | M | ZRSA | EN | 06 | [7 empty] | PC | 0 | 0 | KG | 0 | 0 | [5 empty] | PC |  | Z002 | [12 empty] | VAIHDEMOOTT FA77/G DRS132S4 | GEAR MOD FA77/G DRS132S4 | MM_MEASUREMENT1_VALUE1 **5.5KW **MM_TYPE **FA77/G DRS132S4 **MM_MEASUREMENT4_VALUE4 **NOTE! THE BOX IS MISSING. **MM_MEASUREMENT3_VALUE3 **1445/73 **MM_MANUFACTURER **SEW |  | 061207 | 85015220 | AC motors, multi-phase, of an output > 750 W but <= 7,5 kW |  | Enriched | MOTOR | GEAR | PARALLEL SHAFT HELICAL |  | SEW-EURODRIVE | OEM | FA77/G DRS132S4 |  |  | POWER | 5,5KW | NOMINAL VOLTAGE |  | NOMINAL ROTATION SPEED | 1445/73RPM | MOUNTING POSITION |  | GEAR RATIO | [8 empty] | https://download.sew-eurodrive.com/download/pdf/11358912.pdf |  |  | Series Match | QC Completed
STP_008 | Data Enrichment | NGB | OK | 2023-07-10 | 2023-07-11 | MUF | OK | 2023-07-14 | 2023-07-14 | 165366 |  | 165366 | M | ZRSA | EN | 06 | [7 empty] | PC | 0 | 0 | KG | 0 | 0 | [5 empty] | PC |  | Z002 | [12 empty] | VAIHDEMOOTT FA77/G DV132 S4 | GEAR MOD FA77/G DV132 S4 | MM_MEASUREMENT1_VALUE1 **5.5KW **MM_TYPE **FA77/G DV132 S4 **MM_MEASUREMENT3_VALUE3 **1430/73 **MM_MANUFACTURER **SEW |  | 061207 | 85015220 | AC motors, multi-phase, of an output > 750 W but <= 7,5 kW |  | Enriched | MOTOR | GEAR | PARALLEL SHAFT HELICAL |  | SEW-EURODRIVE | OEM | FA77/G DV132 S4 |  |  | POWER | 5,5KW | NOMINAL VOLTAGE |  | NOMINAL ROTATION SPEED | 1430/73RPM | MOUNTING POSITION |  | GEAR RATIO | [8 empty] | https://download.sew-eurodrive.com/download/pdf/11358912.pdf |  |  | Series Match | QC Completed
STP_008 | Data Enrichment | NGB | OK | 2023-07-10 | 2023-07-11 | MUF | OK | 2023-07-14 | 2023-07-14 | 165949 |  | 165949 | M | ZRSA | EN | 06 | [7 empty] | PC | 0 | 0 | KG | 0 | 0 | [5 empty] | PC |  | Z002 | [12 empty] | VAIHDEMOOTT FA97 DV132S4 | GEAR MOD FA97 DV132S4 | MM_FEATURE **BOX MISSING **MM_MEASUREMENT1_VALUE1 **5.5KW **MM_TYPE **FA97 DV132S4 **MM_MEASUREMENT4_VALUE4 **I=58.06 **MM_MEASUREMENT3_VALUE3 **1430/25 **MM_MANUFACTURER **SEW |  | 061207 | 85015220 | AC motors, multi-phase, of an output > 750 W but <= 7,5 kW |  | Enriched | MOTOR | GEAR | PARALLEL SHAFT HELICAL |  | SEW-EURODRIVE | OEM | FA97 DV132S4 |  |  | POWER | 5,5KW | NOMINAL VOLTAGE |  | NOMINAL ROTATION SPEED | 1430/25RPM | MOUNTING POSITION |  | GEAR RATIO | 58,06:1 | [7 empty] | https://download.sew-eurodrive.com/download/pdf/11358912.pdf |  |  | Series Match | QC Completed
STP_008 | Data Enrichment | NGB | OK | 2023-07-10 | 2023-07-11 | MUF | OK | 2023-07-14 | 2023-07-14 | 165320 |  | 165320 | M | ZRSA | EN | 06 | [7 empty] | PC | 0 | 0 | KG | 0 | 0 | [5 empty] | PC |  | Z002 | [12 empty] | VAIHDEMOOTT RX107 DV180M4 | GEAR MOD RX107 DV180M4 | MM_FEATURE **NOTE! THE BOX IS MISSING! **MM_MEASUREMENT1_VALUE1 **18.5KW **MM_TYPE **RX107 DV180M4 **MM_MEASUREMENT3_VALUE3 **1500/433 **MM_MANUFACTURER **SEW |  | 061207 | 85011093 | AC motors of an output <= 37,5 W (excl. synchronous motors of an output <= 18 W) |  | Enriched | MOTOR | GEAR | HELICAL |  | SEW-EURODRIVE | OEM | RX107 DV180M4 |  |  | POWER | 18,5KW | NOMINAL VOLTAGE |  | NOMINAL ROTATION SPEED | 1500/433RPM | MOUNTING POSITION |  | GEAR RATIO | [8 empty] | https://download.sew-eurodrive.com/download/pdf/11358912.pdf |  |  | Series Match | QC Completed
STP_008 | Data Enrichment | NGB | OK | 2023-07-10 | 2023-07-11 | MUF | OK | 2023-07-14 | 2023-07-14 | 165782 |  | 165782 | M | ZRSA | EN | 06 | [7 empty] | PC | 0 | 0 | KG | 0 | 0 | [5 empty] | PC |  | Z002 | [12 empty] | VAIHDEMOOTT KA57/T DT90L4 | GEAR MODULE KA57/T DT90L4 | MM_MEASUREMENT1_VALUE1 **1.5KW **MM_TYPE **KA57/T DT90L4 **MM_MEASUREMENT4_VALUE4 **I=35.70 **MM_LISAT_1 **M1A **MM_MEASUREMENT3_VALUE3 **/39 **MM_MANUFACTURER_NO **64.1371860201.0001.10 **MM_MANUFACTURER * *SEW |  | 061207 | 85015220 | AC motors, multi-phase, of an output > 750 W but <= 7,5 kW |  | Enriched | MOTOR | GEAR | HELICAL BEVEL |  | SEW-EURODRIVE | OEM | KA57/T DT90L4 |  |  | POWER | 1,5KW | NOMINAL VOLTAGE |  | NOMINAL ROTATION SPEED | 39RPM | MOUNTING POSITION |  | GEAR RATIO | 35,7:1 | [7 empty] | https://download.sew-eurodrive.com/download/pdf/11358912.pdf |  |  | Series Match | QC Completed
STP_008 | Data Enrichment | NGB | OK | 2023-07-10 | 2023-07-11 | MUF | OK | 2023-07-14 | 2023-07-14 | 165618 |  | 165618 | M | ZRSA | EN | 06 | [7 empty] | PC | 0 | 0 | KG | 0 | 0 | [5 empty] | PC |  | Z002 | [12 empty] | VAIHDEMOOTT R57 DRN132S2/LN | GEAR MODULE R57 DRN132S2/LN | MM_MEASUREMENT1_VALUE1 **7.5KW **MM_TYPE **R57 DRN132S2/LN **MM_MEASUREMENT4_VALUE4 **I=5.82 **MM_MEASUREMENT2_VALUE2 **400V **MM_MEASUREMENT3_VALUE3 **2936/504 **MM_MANUFACTURER_NO **64.7987418901.0001.21 **MM_MANUFACTURER AND **SEW |  | 060601 | 85015220 | AC motors, multi-phase, of an output > 750 W but <= 7,5 kW |  | Enriched | MOTOR | GEAR | HELICAL |  | SEW-EURODRIVE | OEM | R57 DRN132S2/LN |  |  | POWER | 7,5KW | NOMINAL VOLTAGE | 400V | NOMINAL ROTATION SPEED | 2936/504RPM | MOUNTING POSITION |  | GEAR RATIO | 5,82:1 | [7 empty] | https://download.sew-eurodrive.com/download/pdf/11358912.pdf |  |  | Series Match | QC Completed
STP_008 | Data Enrichment | NGB | OK | 2023-07-10 | 2023-07-13 | MUF | OK | 2023-07-14 | 2023-07-14 | 165499 |  | 165499 | M | ZRSA | EN | 06 | [7 empty] | PC | 0 | 0 | KG | 0 | 0 | [5 empty] | PC |  | Z002 | [12 empty] | VAIHDEMOOTT RF83 DT90S4 B5 | GEAR MOOT RF83 DT90S4 B5 | MM_MEASUREMENT1_VALUE1 **1.1KW **MM_TYPE **RF83 DT90S4 B5 **MM_MEASUREMENT3_VALUE3 **/17 **MM_MANUFACTURER **SEW |  | 061207 | 85015220 | AC motors, multi-phase, of an output > 750 W but <= 7,5 kW |  | Enriched | MOTOR | GEAR | HELICAL |  | SEW-EURODRIVE | OEM | RF83 DT90S4 B5 |  |  | POWER | 1,1KW | NOMINAL VOLTAGE |  | NOMINAL ROTATION SPEED | 17RPM | MOUNTING POSITION | B5 FLANGE | GEAR RATIO | [8 empty] | https://download.sew-eurodrive.com/download/pdf/11358912.pdf |  |  | Series Match | QC Completed
STP_008 | Data Enrichment | NGB | OK | 2023-07-10 | 2023-07-13 | MUF | OK | 2023-07-14 | 2023-07-14 | 165747 |  | 165747 | M | ZRSA | EN | 06 | [7 empty] | PC | 0 | 0 | KG | 0 | 0 | [5 empty] | PC |  | Z002 | [12 empty] | VAIHDEMOOTT R37 DT90S4 | GEARBOX R37 DT90S4 | MM_MEASURE1_VALUE1 **1.1KW **MM_TYPE **R37 DT90S4 **MM_MEASURE2_VALUE2 **400V **MM_MEASURE3_VALUE3 **1400/148 **MM_MANUFACTURER_NO **01.3704233401.00001.01 **MM_MANUFACTURER **SEW |  | 061207 | 85015220 | AC motors, multi-phase, of an output > 750 W but <= 7,5 kW |  | Enriched | MOTOR | GEAR |  |  | SEW-EURODRIVE | OEM | R37 DT90S4 |  |  | POWER | 1,1KW | NOMINAL VOLTAGE | 400VAC | NOMINAL ROTATION SPEED | 1400/148RPM | MOUNTING POSITION |  | GEAR RATIO |  |  |  | ALTERNATE MPN:01.3704233401.00001.01 |  |  |  |  | https://download.sew-eurodrive.com/download/pdf/11358912.pdf |  |  | Series Match | QC Completed
STP_008 | Data Enrichment | RMZ | OK | 2023-07-11 | 2023-07-13 | MUF | OK | 2023-07-14 | 2023-07-14 | 408316 |  | 408316 | M | ZRSA | EN | 06 | [7 empty] | PC | 0¦0¦0 | 0 | KG | 0¦0¦0 | 0 | [5 empty] | M3¦NM3¦PC |  | Z002 | [12 empty] | TRAVELLING MOTOR MF06LA200¦SIIRTOMOOTTORI MF06LA200 | TRAVELING MOTOR MF06LA200¦TRAVELING MOTOR MF06LA200 | MM_FEATURE **TRAVELLING MOTOR **MM_TYPE **MF06LA200-132F95001E-IP55 **MM_MANUFACTURER **R&M MATERIALS HANDLING **MM_MEASUREMENT5_VALUE5 **100/120HZ |  |  | 85015220 | AC motors, multi-phase, of an output > 750 W but <= 7,5 kW |  | Cleansed | MOTOR |  | TRAVELLING |  | R&M MATERIALS HANDLING | OEM | MF06LA200-132F95001E-IP55 |  |  | POWER RATING |  | SPEED RATING |  | CONSTRUCTION MATERIAL |  | ENCLOSURE | IP55 | MOUNTING TYPE |  |  |  | FREQUENCY:100/120HZ |  |  |  |  | https://www.rgbautomatyka.pl/media/docs/en/22/MF06LA200-132F85001E-IP55%20R&M%20MATERIALS%20-%20product%20information.pdf |  |  | Series Match ¦ URL for Reference only | QC Completed
STP_008 | Data Enrichment | SFQ | OK | 2023-07-11 | 2023-07-13 | MUF | OK | 2023-07-14 | 2023-07-14 | 192440 |  | 192440 | M | ZRSA | EN | 06 | [7 empty] | PC | 0 | 0 | KG | 0 | 0 | [5 empty] | PC |  | Z002 | [12 empty] | AC-MOTOR 50/60HZ 15.0 242057¦OIKOSULKUMOOTTORI 50/60HZ 15.0 242057 | AC-MOTOR 50/60HZ 15.0 242057¦SHORT CIRCUIT MOTOR 50/60HZ 15.0 242057 | MM_MEASURE1_VALUE1 **15.0KW **MM_TYPE **50/60HZ 15.0 242057 **MM_MEASURE2_VALUE2 **50/60HZ **MM_MANUFACTURER_NO **242057 **MM_LISAT_2 **SCHELLING NO: 242057 |  | 061201 |  | #N/A |  | Cleansed | MOTOR | AC |  |  | IMA SCHELLING GROUP | NON-OEM | 242057 |  |  | FRAME SIZE |  | POWER RATING | 15KW | VOLTAGE RATING |  | CURRENT RATING |  | NUMBER OF POLES |  |  |  | SHORT CIRCUIT,FREQUENCY RATING:50/60HZ |  |  |  |  | URL Not Found |  |  | Suitable commodity code not found | QC Completed
STP_008 | Data Enrichment | SFQ | OK | 2023-07-11 | 2023-07-13 | MUF | OK | 2023-07-14 | 2023-07-14 | 192439 |  | 192439 | M | ZRSA | EN | 06 | [7 empty] | PC | 0 | 0 | KG | 0 | 0 | [5 empty] | PC |  | Z002 | [12 empty] | AC-MOTOR 87HZ 0.15 KW 241493¦OIKOSULKUMOOTTORI 87HZ 0.15 KW 241493 | AC-MOTOR 87HZ 0.15 KW 241493¦SHORT CIRCUIT MOTOR 87HZ 0.15 KW 241493 | MM_MEASURE1_VALUE1 **0.15KW **MM_TYPE **87HZ 0.15 KW 241493 **MM_MEASURE2_VALUE2 **87HZ **MM_MANUFACTURER_NO **241493 **MM_LISAT_2 **SCHELLING NO: 241493 |  | 061201 |  | #N/A |  | Cleansed | MOTOR | AC |  |  | IMA SCHELLING GROUP | NON-OEM | 241493 |  |  | FRAME SIZE |  | POWER RATING | 0,15KW | VOLTAGE RATING |  | CURRENT RATING |  | NUMBER OF POLES |  |  |  | SHORT CIRCUIT,FREQUENCY RATING:87HZ |  |  |  |  | URL Not Found |  |  | Suitable commodity code not found | QC Completed
STP_008 | Data Enrichment | SFQ | OK | 2023-07-11 | 2023-07-13 | MUF | OK | 2023-07-14 | 2023-07-14 | 193544 |  | 193544 | M | ZRSA | EN | 06 | [7 empty] | PC | 0¦0¦0 | 0 | KG | 0¦0¦0 | 0 | [5 empty] | M3¦NM3¦PC |  | Z002 | [12 empty] | ELECTRIC MOTOR 7,5KW 3000R B14 BRAKE¦SÄHKÖMOOTTORI 7,5KW 3000R B14 JARRU | ELECTRIC MOTOR 7,5KW 3000R B14 BRAKE¦ELECTRIC MOTOR 7,5KW 3000R B14 BRAKE | MM_MEASURE1_VALUE1 **7.5KW **MM_MEASURE4_VALUE4 **B14 **MM_MEASURE3_VALUE3 **3000 R/MIN |  | 061201 |  | #N/A |  | Cleansed | MOTOR | BRAKE |  |  |  | NON-OEM |  |  |  | FRAME SIZE |  | POWER RATING | 7,5KW | VOLTAGE RATING |  | CURRENT RATING |  | SPEED RATING | 3000RPM |  |  | TYPE:ELECTRIC,MOUNTING POSITION:B14 |  |  |  |  | URL Not Found |  |  | Suitable commodity code not found | QC Completed
STP_008 | Data Enrichment | SFQ | OK | 2023-07-11 | 2023-07-12 | MUF | OK | 2023-07-14 | 2023-07-14 | 195876 |  | 195876 | M | ZRSA | EN | 06 | [7 empty] | PC | 0¦0¦0 | 0 | KG | 0¦0¦0 | 0 | [5 empty] | M3¦NM3¦PC |  | Z002 | [12 empty] | GEAR 2KJ3503-5KA01-0DT1-Z¦HAMMASVAIHDE 2KJ3503-5KA01-0DT1-Z | GEAR 2KJ3503-5KA01-0DT1-Z¦TOOTH GEAR 2KJ3503-5KA01-0DT1-Z | MM_MEASUREMENT1_VALUE1 **D22+G23+K08+L00+Y00 **MM_TYPE **2KJ3503-5KA01-0DT1-Z > **MM_MEASUREMENT2_VALUE2 **N=90.123 **MM_MEASUREMENT3_VALUE3 **I=27.74 |  | 060601 | 85015220 | AC motors, multi-phase, of an output > 750 W but <= 7,5 kW |  | Enriched | MOTOR | GEAR | BEVEL |  | SIEMENS | OEM | 2KJ3503-5KA01-0DT1-Z |  |  | POWER |  | NOMINAL VOLTAGE |  | NOMINAL ROTATION SPEED |  | MOUNTING POSITION |  | GEAR RATIO | 27,74 |  |  | TYPE:TOOTH,D22+G23+K08+L00+Y00,N:90.123 |  |  |  |  | https://proii.ru/catalogs/red_SIMOGEAR.pdf |  |  |  | QC Completed
STP_008 | Data Enrichment | SFQ | OK | 2023-07-11 | 2023-07-12 | MUF | OK | 2023-07-14 | 2023-07-14 | 195749 |  | 195749 | M | ZRSA | EN | 06 | [7 empty] | PC | 0¦0¦0 | 0 | KG | 0¦0¦0 | 0 | [5 empty] | M3¦NM3¦PC |  | Z002 | [12 empty] | GEAR MOTOR AFA56A-3C100L-04E-03 2,2KW¦VAIHDEMOOTT AFA56A-3C100L-04E-03 2,2KW | GEAR MOTOR AFA56A-3C100L-04E-03 2.2KW¦GEAR MOTOR AFA56A-3C100L-04E-03 2.2KW | MM_MEASURE1_VALUE1 **2.2KW **MM_TYPE **AFA56A-3C100L-04E-03 **MM_MEASURE2_VALUE2 **1.3L **MM_MANUFACTURER_NO **100113 **MM_MANUFACTURER **MAX LAMB GMBH & CO. |  | 061207 | 85015220 | AC motors, multi-phase, of an output > 750 W but <= 7,5 kW |  | Cleansed | MOTOR | GEAR |  |  | MAX LAMB GMBH & CO | OEM | AFA56A-3C100L-04E-03 | 100113 |  | POWER | 2,2KW | NOMINAL VOLTAGE |  | NOMINAL ROTATION SPEED |  | MOUNTING POSITION |  | GEAR RATIO |  |  |  | 1.3L |  |  |  |  | https://www.lamb.de/fileadmin/user_upload/LABA-WDMAS-0518.pdf |  |  | URL for Reference only | QC Completed
STP_008 | Data Enrichment | SFQ | OK | 2023-07-11 | 2023-07-12 | MUF | OK | 2023-07-14 | 2023-07-14 | 193433 |  | 193433 | M | ZRSA | EN | 06 | [7 empty] | PC | 0¦0¦0 | 0 | KG | 0¦0¦0 | 0 | [5 empty] | M3¦NM3¦PC |  | Z002 | [12 empty] | GEAR MOTOR F77DRE132M4 5,5KW 30RPM¦VAIHDEMOOTT F77DRE132M4 5,5KW 30RPM | GEAR MOTOR F77DRE132M4 5.5KW 30RPM¦GEAR MOTOR F77DRE132M4 5.5KW 30RPM | MM_DIMENSION1_VALUE1 **5.5KW **MM_TYPE **F77DRE132M4 **MM_DIMENSION4_VALUE4 **M3-90-3 **MM_DIMENSION2_VALUE2 **30RPM **MM_MANUFACTURER **SEW |  | 061207 | 85015220 | AC motors, multi-phase, of an output > 750 W but <= 7,5 kW |  | Enriched | MOTOR | GEAR | PARALLEL SHAFT HELICAL |  | SEW-EURODRIVE | OEM | F77DRE132M4 |  |  | POWER | 5,5KW | NOMINAL VOLTAGE |  | NOMINAL ROTATION SPEED | 30RPM | MOUNTING POSITION | M3 | GEAR RATIO |  |  |  | M3-90-3 |  |  |  |  | https://www.sew-eurodrive.nl/products/gearmotors/standard_gearmotors/parallel-shaft_gearmotors_fdr/parallel-shaft_gearmotors_fdr.html | https://www.pcssupply.com/sew-eurodrive-f-series-ft77dv132m4-gear-unit/ |  |  | QC Completed
STP_008 | Data Enrichment | SFQ | OK | 2023-07-11 | 2023-07-12 | MUF | OK | 2023-07-14 | 2023-07-14 | 194282 |  | 194282 | M | ZRSA | EN | 06 | [7 empty] | PC | 0 | 0 | KG | 0 | 0 | [5 empty] | PC |  | Z002 | [12 empty] | GEAR MOTOR FA 27 GDRN 90S4 I=4.93¦VAIHDEMOOTT FA 27 GDRN 90S4 I=4.93 1,1KW | GEAR MOTOR FA 27 GDRN 90S4 I=4.93 ¦ GEAR MOTOR FA 27 GDRN 90S4 I=4.93 1,1KW | MM_MEASUREMENT1_VALUE1 **1.1KW **MM_TYPE **FA 27 GDRN 90S4 I=4.93 **MM_MEASUREMENT4_VALUE4 **M1 **MM_MEASUREMENT2_VALUE2 **400/230VAC **MM_MEASUREMENT3_VALUE3 **295R **MM_LISAT_2 **RAUTE NO. M00001682 |  | 061207 | 85015220 | AC motors, multi-phase, of an output > 750 W but <= 7,5 kW |  | Enriched | MOTOR | GEAR | PARALLEL SHAFT HELICAL |  | SEW-EURODRIVE | OEM | FA27GDRN90S4 I=4.93 |  |  | POWER | 1,1KW | NOMINAL VOLTAGE | 400/230VAC | NOMINAL ROTATION SPEED | 295RPM | MOUNTING POSITION | M1 | GEAR RATIO | 4,93 |  |  | ALTERNATE MFR:RAUTE,ALTERNATE MPN:M00001682 |  |  |  |  | https://www.sew-eurodrive.nl/products/gearmotors/standard_gearmotors/parallel-shaft_gearmotors_fdr/parallel-shaft_gearmotors_fdr.html | https://download.sew-eurodrive.com/download/pdf/21284997.pdf |  | MFR updated based on Websource | QC Completed
STP_008 | Data Enrichment | SFQ | OK | 2023-07-11 | 2023-07-12 | MUF | OK | 2023-07-14 | 2023-07-14 | 195908 |  | 195908 | M | ZRSA | EN | 06 | [7 empty] | PC | 0¦0¦0 | 0 | KG | 0¦0¦0 | 0 | [5 empty] | M3¦NM3¦PC |  | Z002 | [12 empty] | GEAR MOTOR FA47GDRN90L4 1,5KW 74R¦VAIHDEMOOTT FA47GDRN90L4 1,5KW 74R | GEAR MOTOR FA47GDRN90L4 1.5KW 74R¦GEAR MOTOR FA47GDRN90L4 1.5KW 74R | MM_MEASUREMENT1_VALUE1 **1.5KW **MM_TYPE **FA47GDRN90L4 **MM_MEASUREMENT4_VALUE4 **M3-180X **MM_MEASUREMENT2_VALUE2 **74 R/MIN **MM_MANUFACTURER **SEW **MM_LISAT_2 **PINOMATIC 100776 |  | 061207 | 85015220 | AC motors, multi-phase, of an output > 750 W but <= 7,5 kW |  | Enriched | MOTOR | GEAR | PARALLEL SHAFT HELICAL |  | SEW-EURODRIVE | OEM | FA47GDRN90L4 |  |  | POWER | 1,5KW | NOMINAL VOLTAGE |  | NOMINAL ROTATION SPEED | 74RPM | MOUNTING POSITION | M3 | GEAR RATIO |  |  |  | M3-180X,ALTERNATE MFR:PINOMATIC,ALTERNATE MPN:100776 |  |  |  |  | https://www.sew-eurodrive.nl/products/gearmotors/standard_gearmotors/parallel-shaft_gearmotors_fdr/parallel-shaft_gearmotors_fdr.html | https://download.sew-eurodrive.com/download/pdf/21284997.pdf |  |  | QC Completed
STP_008 | Data Enrichment | SFQ | OK | 2023-07-11 | 2023-07-12 | MUF | OK | 2023-07-14 | 2023-07-14 | 193579 |  | 193579 | M | ZRSA | EN | 06 | [7 empty] | PC | 0¦0¦0 | 0 | KG | 0¦0¦0 | 0 | [5 empty] | M3¦NM3¦PC |  | Z002 | [12 empty] | GEAR MOTOR K67DRN80M4 75KW 21R M6A¦VAIHDEMOOTT K67DRN80M4 0.75KW 21R M6A | GEAR MOTOR K67DRN80M4 75KW 21R M6A¦GEAR MOTOR K67DRN80M4 0.75KW 21R M6A | MM_MEASUREMENT1_VALUE1 **0.75KW **MM_TYPE **K67DRN80M4 **MM_MEASUREMENT4_VALUE4 **M6A 270/2 **MM_LISAT_1 **IP54, INSULATION CLASS F **MM_MEASUREMENT2_VALUE2 **I=68.95 **MM_MEASUREMENT3_VALUE3 **21 R/MIN **MM_MANUFACTURER_NO * *25.58230995.01.0015.16.03 **MM_MANUFACTURER **SEW **MM_LISAT_2 **VOIT SYNTH.HC220 |  | 061207 | 85015220 | AC motors, multi-phase, of an output > 750 W but <= 7,5 kW |  | Enriched | MOTOR | GEAR | HELICAL BEVEL |  | SEW-EURODRIVE | OEM | K67DRN80M4 |  |  | POWER | 0,75KW | NOMINAL VOLTAGE |  | NOMINAL ROTATION SPEED | 21RPM | MOUNTING POSITION | M6 | GEAR RATIO | 68,95 |  |  | M6A 270/2,INGRESS PROTECTION:IP54,INSULATION CLASS:F,ALTERNATE MPN:25.58230995.01.0015.16.03,VOIT SYNTH.HC220 |  |  |  |  | https://www.sew-eurodrive.nl/products/gear_units/standard_gear_units/helical-bevel_gear_units_k/helical-bevel_gear_units_k.html | https://download.sew-eurodrive.com/download/pdf/21284997.pdf |  | Processed based on websource, conflict wrt input | QC Completed
STP_008 | Data Enrichment | SFQ | OK | 2023-07-11 | 2023-07-12 | MUF | OK | 2023-07-14 | 2023-07-14 | 195903 |  | 195903 | M | ZRSA | EN | 06 | [7 empty] | PC | 0¦0¦0 | 0 | KG | 0¦0¦0 | 0 | [5 empty] | M3¦NM3¦PC |  | Z002 | [12 empty] | GEAR MOTOR KT57/TDRE90L4 1,5KW 94R¦VAIHDEMOOTT KT57/TDRE90L4 1,5KW 94R | GEAR MOTOR KT57/TDRE90L4 1.5KW 94R¦GEAR MOTOR KT57/TDRE90L4 1.5KW 94R | MM_MEASUREMENT1_VALUE1 **1.5KW **MM_TYPE **SEW KT57/TDRE90L4 **MM_MEASUREMENT4_VALUE4 **M2A-90X **MM_MEASUREMENT2_VALUE2 **94 R/MIN **MM_MEASUREMENT3_VALUE3 **I=15.22 **MM_MANUFACTURER **SEW ** MM_LISAT_2 **PINOMATIC 100794 |  | 061207 | 85015220 | AC motors, multi-phase, of an output > 750 W but <= 7,5 kW |  | Enriched | MOTOR | GEAR | HELICAL BEVEL |  | SEW-EURODRIVE | OEM | KT57/TDRE90L4 |  |  | POWER | 1,5KW | NOMINAL VOLTAGE |  | NOMINAL ROTATION SPEED | 94RPM | MOUNTING POSITION | M2 | GEAR RATIO | 15,22 |  |  | M2A-90X,ALTERNATE MFR:PINOMATIC,ALTERNATE MPN:100794 |  |  |  |  | https://www.sew-eurodrive.nl/products/gearmotors/standard_gearmotors/helical-bevel_gearmotors_kdr/helical-bevel_gearmotors_kdr.html | https://www.pcssupply.com/downloads/sew-eurodrive-gear-unit.pdf |  | Processed based on websource, conflict wrt input | QC Completed
STP_008 | Data Enrichment | SFQ | OK | 2023-07-11 | 2023-07-12 | MUF | OK | 2023-07-14 | 2023-07-14 | 194288 |  | 194288 | M | ZRSA | EN | 06 | [7 empty] | PC | 0 | 0 | KG | 0 | 0 | [5 empty] | PC |  | Z002 | [12 empty] | GEAR MOTOR R 57 DRN 100LS4 I=16.79¦VAIHDEMOOTT R57DRN100LS4 I=16.79 2,2KW | GEAR MOTOR R 57 DRN 100LS4 I=16.79¦GEAR MOTOR R57DRN100LS4 I=16.79 2,2KW | MM_MEASUREMENT1_VALUE1 **2.2KW **MM_TYPE **R 57 DRN 100LS4 I=16.79 **MM_MEASUREMENT4_VALUE4 **M6 **MM_MEASUREMENT2_VALUE2 **400/230VAC **MM_MEASUREMENT3_VALUE3 **86R **MM_LISAT_2 **RAUTE NO. M00001804 |  | 061207 | 85015220 | AC motors, multi-phase, of an output > 750 W but <= 7,5 kW |  | Enriched | MOTOR | GEAR | HELICAL |  | SEW-EURODRIVE | OEM | R57DRN100LS4 I=16.79 |  |  | POWER | 2,2KW | NOMINAL VOLTAGE | 400/230VAC | NOMINAL ROTATION SPEED | 86RPM | MOUNTING POSITION | M6 | GEAR RATIO | 16,79 |  |  | ALTERNATE MFR:RAUTE,ALTERNATE MPN:M00001804 |  |  |  |  | https://www.sew-eurodrive.nl/products/gear_units/standard_gear_units/helical_gear_units_r/helical_gear_units_r.html | https://www.pcssupply.com/downloads/sew-eurodrive-gear-unit.pdf |  |  | QC Completed
STP_008 | Data Enrichment | SFQ | OK | 2023-07-11 | 2023-07-12 | MUF | OK | 2023-07-14 | 2023-07-14 | 195838 |  | 195838 | M | ZRSA | EN | 06 | [7 empty] | PC | 0¦0¦0 | 0 | KG | 0¦0¦0 | 0 | [5 empty] | M3¦NM3¦PC |  | Z002 | [12 empty] | GEAR MOTOR R57DRE100M4 2,2KW 132R¦VAIHDEMOOTT R57DRE100M4 2,2KW 132R | GEAR MOTOR R57DRE100M4 2.2KW 132R¦GEAR MOTOR R57DRE100M4 2.2KW 132R | MM_MEASUREMENT1_VALUE1 **2.2KW **MM_TYPE **R57DRE100M4 **MM_MEASUREMENT4_VALUE4 **M1-270-X **MM_MEASUREMENT2_VALUE2 **132 R/MIN **MM_MANUFACTURER **SEW **MM_LISAT_2 **PINOMATIC 78818 |  | 061207 | 85015220 | AC motors, multi-phase, of an output > 750 W but <= 7,5 kW |  | Enriched | MOTOR | GEAR | HELICAL |  | SEW-EURODRIVE | OEM | R57DRE100M4 |  |  | POWER | 2,2KW | NOMINAL VOLTAGE |  | NOMINAL ROTATION SPEED | 132RPM | MOUNTING POSITION | M1 | GEAR RATIO |  |  |  | M1-270-X,ALTERNATE MFR:PINOMATIC,ALTERNATE MPN:78818 |  |  |  |  | https://www.sew-eurodrive.nl/products/gear_units/standard_gear_units/helical_gear_units_r/helical_gear_units_r.html | https://www.pcssupply.com/downloads/sew-eurodrive-gear-unit.pdf |  |  | QC Completed
STP_008 | Data Enrichment | SFQ | OK | 2023-07-11 | 2023-07-12 | MUF | OK | 2023-07-14 | 2023-07-14 | 195842 |  | 195842 | M | ZRSA | EN | 06 | [7 empty] | PC | 0¦0¦0 | 0 | KG | 0¦0¦0 | 0 | [5 empty] | M3¦NM3¦PC |  | Z002 | [12 empty] | GEAR MOTOR R77DRN100L4 3KW 28R¦VAIHDEMOOTT R77DRN100L4 3KW 28R | GEAR MOTOR R77DRN100L4 3KW 28R¦GEAR MOTOR R77DRN100L4 3KW 28R | MM_MEASUREMENT1_VALUE1 **3.0KW **MM_TYPE **R77DRN100L4 **MM_MEASUREMENT4_VALUE4 **M1-0-X **MM_MEASUREMENT2_VALUE2 **28 R/MIN **MM_MEASUREMENT3_VALUE3 **I=52.07 **MM_MANUFACTURER **SEW **MM_LISAT_2 **PINOMATIC 100115 |  | 061207 | 85015220 | AC motors, multi-phase, of an output > 750 W but <= 7,5 kW |  | Enriched | MOTOR | GEAR | HELICAL |  | SEW-EURODRIVE | OEM | R77DRN100L4 |  |  | POWER | 3KW | NOMINAL VOLTAGE |  | NOMINAL ROTATION SPEED | 28RPM | MOUNTING POSITION | M1 | GEAR RATIO | 52,07 |  |  | M1-0-X,ALTERNATE MFR:PINOMATIC,ALTERNATE MPN:100115 |  |  |  |  | https://www.sew-eurodrive.nl/products/gear_units/standard_gear_units/helical_gear_units_r/helical_gear_units_r.html | https://www.pcssupply.com/downloads/sew-eurodrive-gear-unit.pdf |  |  | QC Completed
STP_008 | Data Enrichment | SFQ | OK | 2023-07-11 | 2023-07-12 | MUF | OK | 2023-07-14 | 2023-07-14 | 193482 |  | 193482 | M | ZRSA | EN | 06 | [7 empty] | PC | 0¦0¦0 | 0 | KG | 0¦0¦0 | 0 | [5 empty] | M3¦NM3¦PC |  | Z002 | [12 empty] | GEAR MOTOR R87DRN90L4 1,5KW 16R M1¦VAIHDEMOOTT R87DRN90L4 1,5KW 16R M1 | GEAR MOTOR R87DRN90L4 1.5KW 16R M1¦GEAR MOTOR R87DRN90L4 1.5KW 16R M1 | MM_MEASUREMENT1_VALUE1 **1.5 KW **MM_TYPE **R87DRN90L4 M1/180 **MM_MEASUREMENT4_VALUE4 **I=93.38 **MM_MEASUREMENT2_VALUE2 **400V/50HZ **MM_MEASUREMENT3_VALUE3 **16 R/MIN **MM_MANUFACTURER **SEW |  | 061207 | 85015220 | AC motors, multi-phase, of an output > 750 W but <= 7,5 kW |  | Enriched | MOTOR | GEAR | HELICAL |  | SEW-EURODRIVE | OEM | R87DRN90L4 M1/180 |  |  | POWER | 1,5KW | NOMINAL VOLTAGE | 400VAC | NOMINAL ROTATION SPEED | 16RPM | MOUNTING POSITION | M1 | GEAR RATIO | 93,38 |  |  | M1/180,FREQUENCY RATING:50HZ |  |  |  |  | https://www.sew-eurodrive.nl/products/gear_units/standard_gear_units/helical_gear_units_r/helical_gear_units_r.html | https://www.pcssupply.com/downloads/sew-eurodrive-gear-unit.pdf |  |  | QC Completed
STP_008 | Data Enrichment | SFQ | OK | 2023-07-11 | 2023-07-12 | MUF | OK | 2023-07-14 | 2023-07-14 | 195909 |  | 195909 | M | ZRSA | EN | 06 | [7 empty] | PC | 0¦0¦0 | 0 | KG | 0¦0¦0 | 0 | [5 empty] | M3¦NM3¦PC |  | Z002 | [12 empty] | GEAR MOTOR R97DRE100M4BE 2,2KW 9,4R¦VAIHDEMOOTT R97DRE100M4BE 2,2KW 9,4R | GEAR MOTOR R97DRE100M4BE 2.2KW 9.4R¦GEAR MOTOR R97DRE100M4BE 2.2KW 9.4R | MM_MEASUREMENT1_VALUE1 **2.2KW **MM_TYPE **R97DRE100M4 BE **MM_MEASUREMENT4_VALUE4 **M5-0-X **MM_MEASUREMENT2_VALUE2 **9.4 R/MIN **MM_MEASUREMENT3_VALUE3 **I=150.78 **MM_MANUFACTURER **SEW **MM_LISAT_2 **PINOMATIC 100057 |  | 061207 | 85015220 | AC motors, multi-phase, of an output > 750 W but <= 7,5 kW |  | Enriched | MOTOR | GEAR | HELICAL |  | SEW-EURODRIVE | OEM | R97DRE100M4BE |  |  | POWER | 22KW | NOMINAL VOLTAGE |  | NOMINAL ROTATION SPEED | 9,4RPM | MOUNTING POSITION | M5 | GEAR RATIO | 150,78 |  |  | M5-0-X,ALTERNATE MFR:PINOMATIC,ALTERNATE MPN:100057 |  |  |  |  | https://www.sew-eurodrive.nl/products/gear_units/standard_gear_units/helical_gear_units_r/helical_gear_units_r.html | https://www.pcssupply.com/downloads/sew-eurodrive-gear-unit.pdf |  |  | QC Completed
STP_008 | Data Enrichment | SFQ | OK | 2023-07-11 | 2023-07-12 | MUF | OK | 2023-07-14 | 2023-07-14 | 195754 |  | 195754 | M | ZRSA | EN | 06 | [7 empty] | PC | 0¦0¦0 | 0 | KG | 0¦0¦0 | 0 | [5 empty] | M3¦NM3¦PC |  | Z002 | [12 empty] | GEAR MOTOR RF27DRN71MS4 I=4,27 M1-¦VAIHDEMOOTT RF27DRN71MS4 I=4,27 M1- | GEAR MOTOR RF27DRN71MS4 I=4.27 M1-¦GEAR MOTOR RF27DRN71MS4 I=4.27 M1- | MM_TYPE **RF27DRN71MS4 I=4.27 M1- **MM_MANUFACTURER_NO **M0002821 **MM_MANUFACTURER **SEW |  | 061207 | 85015220 | AC motors, multi-phase, of an output > 750 W but <= 7,5 kW |  | Enriched | MOTOR | GEAR | HELICAL |  | SEW-EURODRIVE | OEM | RF27DRN71MS4 I=4.27 M1 |  |  | POWER |  | NOMINAL VOLTAGE |  | NOMINAL ROTATION SPEED |  | MOUNTING POSITION | M1 | GEAR RATIO | 4,27 |  |  | ALTERNATE MPN:M0002821 |  |  |  |  | https://www.sew-eurodrive.nl/products/gear_units/standard_gear_units/helical_gear_units_r/helical_gear_units_r.html | https://download.sew-eurodrive.com/download/pdf/16712412_G06.pdf |  |  | QC Completed
STP_008 | Data Enrichment | SFQ | OK | 2023-07-11 | 2023-07-12 | MUF | OK | 2023-07-14 | 2023-07-14 | 192443 |  | 192443 | M | ZRSA | EN | 06 | [7 empty] | PC | 0 | 0 | KG | 0 | 0 | [5 empty] | PC |  | Z002 | [12 empty] | GEARMOTOR 1.7 KW 242182¦VAIHDEMOOTTORI 1.7 KW 242182 | GEARMOTOR 1.7 KW 242182¦GEARMOTOR 1.7 KW 242182 | MM_MEASUREMENT1_VALUE1 **1.7KW **MM_TYPE **1.7 KW 242182 **MM_MANUFACTURER_NO **242182 **MM_LISAT_2 **SCHELLING NO: 242182 |  | 061207 | 85015220 | AC motors, multi-phase, of an output > 750 W but <= 7,5 kW |  | Cleansed | MOTOR | GEAR |  |  | IMA SCHELLING GROUP | NON-OEM | 242182 |  |  | POWER | 1,7KW | NOMINAL VOLTAGE |  | NOMINAL ROTATION SPEED |  | MOUNTING POSITION |  | GEAR RATIO | [8 empty] | URL Not Found |  |  |  | QC Completed
STP_008 | Data Enrichment | SFQ | OK | 2023-07-11 | 2023-07-12 | MUF | OK | 2023-07-14 | 2023-07-14 | 192442 |  | 192442 | M | ZRSA | EN | 06 | [7 empty] | PC | 0 | 0 | KG | 0 | 0 | [5 empty] | PC |  | Z002 | [12 empty] | GEARMOTOR 1.8 KW 242169¦VAIHDEMOOTTORI 1.8 KW 242169 | GEARMOTOR 1.8 KW 242169¦GEARMOTOR 1.8 KW 242169 | MM_MEASUREMENT1_VALUE1 **1.8KW **MM_TYPE **1.8 KW 242169 **MM_MANUFACTURER_NO **242169 **MM_LISAT_2 **SCHELLING NO: 242169 |  | 061207 | 85015220 | AC motors, multi-phase, of an output > 750 W but <= 7,5 kW |  | Cleansed | MOTOR | GEAR |  |  | IMA SCHELLING GROUP | NON-OEM | 242169 |  |  | POWER | 1,8KW | NOMINAL VOLTAGE |  | NOMINAL ROTATION SPEED |  | MOUNTING POSITION |  | GEAR RATIO | [8 empty] | URL Not Found |  |  |  | QC Completed
STP_008 | Data Enrichment | SFQ | OK | 2023-07-11 | 2023-07-12 | MUF | OK | 2023-07-14 | 2023-07-14 | 193313 |  | 193313 | M | ZRSA | EN | 06 | [7 empty] | PC | 0 | 0 | KG | 0 | 0 | [5 empty] | PC |  | Z002 | [12 empty] | GEARMOTOR F77 DRN132S4¦VAIHDEMOOTT F77 DRN132S4 | GEARMOTOR F77 DRN132S4¦GEARMOTOR F77 DRN132S4 | MM_FEATURE **PIN GEAR MOTOR **MM_MEASUREMENT1_VALUE1 **1461RPM **MM_TYPE **F77 **MM_MEASUREMENT4_VALUE4 **DRN132S4 **MM_MEASUREMENT2_VALUE2 **5.5KW **MM_MEASUREMENT3_VALUE3 **230V **MM_MANUFACTURER_NO **64.7497702602.0001.17 **MM _MANUFACTURER **SEW -EURODRIVE |  | 061207 | 85015220 | AC motors, multi-phase, of an output > 750 W but <= 7,5 kW |  | Enriched | MOTOR | GEAR | PARALLEL SHAFT HELICAL |  | SEW-EURODRIVE | OEM | F77 DRN132S4 | 64.7497702602.0001.17 |  | POWER | 5,5KW | NOMINAL VOLTAGE | 230VAC | NOMINAL ROTATION SPEED | 1461RPM | MOUNTING POSITION |  | GEAR RATIO |  |  |  | TYPE:PIN,DRN132S4 |  |  |  |  | https://www.sew-eurodrive.nl/products/gearmotors/standard_gearmotors/parallel-shaft_gearmotors_fdr/parallel-shaft_gearmotors_fdr.html | https://www.pcssupply.com/sew-eurodrive-f-series-ft77dv132m4-gear-unit/ |  |  | QC Completed
STP_008 | Data Enrichment | SFQ | OK | 2023-07-11 | 2023-07-12 | MUF | OK | 2023-07-14 | 2023-07-14 | 193864 |  | 193864 | M | ZRSA | EN | 06 | [7 empty] | PC | 0 | 0 | KG | 0 | 0 | [5 empty] | PC |  | Z002 | [12 empty] | GEARMOTOR FA 87 DRN180M4 I=15.48¦VAIHDEMOOTT FA87DRN180M4 I=15.48 18,5KW | GEARMOTOR FA 87 DRN180M4 I=15.48¦GEARMOTOR FA87DRN180M4 I=15.48 18,5KW | MM_MEASUREMENT1_VALUE1 **18.5KW **MM_TYPE **FA 87 DRN180M4 I=15.48 **MM_MEASUREMENT4_VALUE4 **M1, 0/X **MM_MEASUREMENT2_VALUE2 **400/230VAC **MM_MEASUREMENT3_VALUE3 **95R **MM_MANUFACTURER **SEW **MM_LISAT_2 **RAUTE NO. 3019522 |  | 061207 | 85015230 | AC motors, multi-phase, of an output > 7,5 kW but <= 37 kW |  | Enriched | MOTOR | GEAR | PARALLEL SHAFT HELICAL |  | SEW-EURODRIVE | OEM | FA87DRN180M4 I=15.48 |  |  | POWER | 18,5KW | NOMINAL VOLTAGE | 400/230VAC | NOMINAL ROTATION SPEED | 95RPM | MOUNTING POSITION | M1 | GEAR RATIO | 15,48 |  |  | M1, 0/X,ALTERNATE MFR:RAUTE,ALTERNATE MPN:3019522 |  |  |  |  | https://www.sew-eurodrive.nl/products/gearmotors/standard_gearmotors/parallel-shaft_gearmotors_fdr/parallel-shaft_gearmotors_fdr.html | https://www.pcssupply.com/sew-eurodrive-f-series-ft77dv132m4-gear-unit/ |  |  | QC Completed
STP_008 | Data Enrichment | SFQ | OK | 2023-07-11 | 2023-07-12 | MUF | OK | 2023-07-14 | 2023-07-14 | 192441 |  | 192441 | M | ZRSA | EN | 06 | [7 empty] | PC | 0 | 0 | KG | 0 | 0 | [5 empty] | PC |  | Z002 | [12 empty] | GEARMOTOR GST05-2M 242132¦VAIHDEMOOTTORI GST05-2M 242132 | GEARMOTOR GST05-2M 242132¦GEARMOTOR GST05-2M 242132 | MM_TYPE **GST05-2M 242132 **MM_MANUFACTURER_NO **242132 **MM_LISAT_2 **SCHELLING NO: 242132 |  | 061207 | 85015220 | AC motors, multi-phase, of an output > 750 W but <= 7,5 kW |  | Enriched | MOTOR | GEAR | HELICAL |  | LENZE | OEM | GST05-2M 242132 |  |  | POWER |  | NOMINAL VOLTAGE |  | NOMINAL ROTATION SPEED |  | MOUNTING POSITION |  | GEAR RATIO | 1,6-335 |  |  | ALTERNATE MFR:SCHELLING,ALTERNATE MPN:242132 |  |  |  |  | http://www.motionusa.com.s3-website-us-east-1.amazonaws.com/lenze/Lenze-L-ForceGearedMotors.pdf | https://www.pcssupply.com/downloads/lenze-series-gst-flyer.pdf |  |  | QC Completed
STP_008 | Data Enrichment | SFQ | OK | 2023-07-11 | 2023-07-12 | MUF | OK | 2023-07-14 | 2023-07-14 | 194243 |  | 194243 | M | ZRSA | EN | 06 | [7 empty] | PC | 0 | 0 | KG | 0 | 0 | [5 empty] | PC |  | Z002 | [12 empty] | GEARMOTOR KH 57 TDRN 100L4 I=6.57¦VAIHDEMOOTT KH57TDRN100L4 I=6.57 3,0KW | GEARMOTOR KH 57 TDRN 100L4 I=6.57 ¦ GEARMOTOR KH57TDRN100L4 I=6.57 3,0KW | MM_MEASURE1_VALUE1 **3.0KW **MM_TYPE **KH 57 TDRN 100L4 I=6.57 **MM_MEASURE4_VALUE4 **M1A, 180/X **MM_MEASURE2_VALUE2 **400/230VAC **MM_MEASURE3_VALUE3 **222R **MM_LISAT_2 **RAUTE NO. M00000709 |  | 061207 | 85015220 | AC motors, multi-phase, of an output > 750 W but <= 7,5 kW |  | Enriched | MOTOR | GEAR | HELICAL BEVEL |  | SEW-EURODRIVE | OEM | KH57TDRN100L4 I=6.57 |  |  | POWER | 3KW | NOMINAL VOLTAGE | 400/230VAC | NOMINAL ROTATION SPEED | 222RPM | MOUNTING POSITION | M1 | GEAR RATIO | 6,57 |  |  | M1A,180/X,ALTERNATE MFR:RAUTE,ALTERNATE MPN:M00000709 |  |  |  |  | https://www.sew-eurodrive.nl/products/gear_units/standard_gear_units/helical-bevel_gear_units_k/helical-bevel_gear_units_k.html | https://www.pcssupply.com/downloads/sew-eurodrive-gear-unit.pdf |  | Processed based on websource, conflict wrt input | QC Completed
STP_008 | Data Enrichment | SFQ | OK | 2023-07-11 | 2023-07-12 | MUF | OK | 2023-07-14 | 2023-07-14 | 194242 |  | 194242 | M | ZRSA | EN | 06 | [7 empty] | PC | 0 | 0 | KG | 0 | 0 | [5 empty] | PC |  | Z002 | [12 empty] | GEARMOTOR KH 57 TDRN 100L4 I=8.71¦VAIHDEM KH57TDRN100L4 I=8.71 3,0KW M1B> | GEARMOTOR KH 57 TDRN 100L4 I=8.71 ¦ REPLACE KH57TDRN100L4 I=8.71 3,0KW M1B> | MM_MEASURE1_VALUE1 **3.0KW **MM_TYPE **KH 57 TDRN 100L4 I=8.71 **MM_MEASURE4_VALUE4 **M1B, 0/X **MM_MEASURE2_VALUE2 **400/230VAC **MM_MEASURE3_VALUE3 **167R **MM_LISAT_2 **RAUTE NO. M00000708 |  | 061207 | 85015220 | AC motors, multi-phase, of an output > 750 W but <= 7,5 kW |  | Enriched | MOTOR | GEAR | HELICAL BEVEL |  | SEW-EURODRIVE | OEM | KH57TDRN100L4 I=8.71 |  |  | POWER | 3KW | NOMINAL VOLTAGE | 400/230VAC | NOMINAL ROTATION SPEED | 167RPM | MOUNTING POSITION | M1 | GEAR RATIO | 8,71 |  |  | M1B, 0/X,ALTERNATE MFR:RAUTE,ALTERNATE MPN:M00000708 |  |  |  |  | https://www.sew-eurodrive.nl/products/gear_units/standard_gear_units/helical-bevel_gear_units_k/helical-bevel_gear_units_k.html | https://www.pcssupply.com/downloads/sew-eurodrive-gear-unit.pdf |  | Processed based on websource, conflict wrt input | QC Completed
STP_008 | Data Enrichment | SFQ | OK | 2023-07-11 | 2023-07-12 | MUF | OK | 2023-07-14 | 2023-07-14 | 194244 |  | 194244 | M | ZRSA | EN | 06 | [7 empty] | PC | 0 | 0 | KG | 0 | 0 | [5 empty] | PC |  | Z002 | [12 empty] | GEARMOTOR KH 57 TDRN 100L4 I=8.71¦VAIHDEMOOTT KH57TDRN100L4 I=8.71 3,0KW | GEARMOTOR KH 57 TDRN 100L4 I=8.71 ¦ GEARMOTOR KH57TDRN100L4 I=8.71 3,0KW | MM_MEASURE1_VALUE1 **3.0KW **MM_TYPE **KH 57 TDRN 100L4 I=8.71 **MM_MEASURE4_VALUE4 **M1A, 180/X **MM_MEASURE2_VALUE2 **400/230VAC **MM_MEASURE3_VALUE3 **167R **MM_LISAT_2 **RAUTE NO. M00000710 |  | 061207 | 85015220 | AC motors, multi-phase, of an output > 750 W but <= 7,5 kW |  | Enriched | MOTOR | GEAR | HELICAL BEVEL |  | SEW-EURODRIVE | OEM | KH57TDRN100L4 I=8.71 |  |  | POWER | 3KW | NOMINAL VOLTAGE | 400/230VAC | NOMINAL ROTATION SPEED | 167RPM | MOUNTING POSITION | M1 | GEAR RATIO | 8,71 |  |  | M1A,180/X,ALTERNATE MFR:RAUTE,ALTERNATE MPN:M00000710 |  |  |  |  | https://www.sew-eurodrive.nl/products/gear_units/standard_gear_units/helical-bevel_gear_units_k/helical-bevel_gear_units_k.html | https://www.pcssupply.com/downloads/sew-eurodrive-gear-unit.pdf |  | Processed based on websource, conflict wrt input | QC Completed
STP_008 | Data Enrichment | SFQ | OK | 2023-07-11 | 2023-07-12 | MUF | OK | 2023-07-14 | 2023-07-14 | 193896 |  | 193896 | M | ZRSA | EN | 06 | [7 empty] | PC | 0 | 0 | KG | 0 | 0 | [5 empty] | PC |  | Z002 | [12 empty] | GEARMOTOR R 57 DRN 100LS4 I=16.79¦VAIHDEMOOTT R57DRN100LS4 I16.79 2,2KW M5 | GEARMOTOR R 57 DRN 100LS4 I=16.79 ¦ GEARMOTOR R57DRN100LS4 I16.79 2,2KW M5 | MM_MEASURE1_VALUE1 **2,2KW **MM_TYPE **R 57 DRN 100LS4 I=16.79 **MM_MEASURE4_VALUE4 **M6 0X **MM_MEASURE2_VALUE2 **400/230VAC **MM_MEASURE3_VALUE3 **86R **MM_LISAT_2 **RAUTE NO. 3021493 |  | 061207 | 85015220 | AC motors, multi-phase, of an output > 750 W but <= 7,5 kW |  | Enriched | MOTOR | GEAR | HELICAL |  | SEW-EURODRIVE | OEM | R57DRN100LS4 I=16.79 |  |  | POWER | 2,2KW | NOMINAL VOLTAGE | 400/230VAC | NOMINAL ROTATION SPEED | 86RPM | MOUNTING POSITION | M6 | GEAR RATIO | 16,79 |  |  | M6 0X,ALTERNATE MFR:RAUTE,ALTERNATE MPN:3021493 |  |  |  |  | https://www.sew-eurodrive.nl/products/gear_units/standard_gear_units/helical_gear_units_r/helical_gear_units_r.html | https://www.pcssupply.com/downloads/sew-eurodrive-gear-unit.pdf |  |  | QC Completed
STP_008 | Data Enrichment | SFQ | OK | 2023-07-11 | 2023-07-12 | MUF | OK | 2023-07-14 | 2023-07-14 | 189890 |  | 189890 | M | ZRSA | EN | 06 | [7 empty] | PC | 0 | 0 | KG | 0 | 0 | [5 empty] | PC |  | Z002 | [12 empty] | HAMMASVAIHDE KA67B DRN132S4 I=5,20 | GEAR KA67B DRN132S4 I=5.20 | MM_FEATURE **GEAR **MM_TYPE **KA67B DRN132S4 I=5.20 SEW **MM_MANUFACTURER **SEW **MM_ADDITIONAL_2 **RAUTE NO. 3022464 |  | 060601 | 85015220 | AC motors, multi-phase, of an output > 750 W but <= 7,5 kW |  | Enriched | MOTOR | GEAR | HELICAL BEVEL |  | SEW-EURODRIVE | OEM | KA67B/DRN132S4 I=5.20 |  |  | POWER |  | NOMINAL VOLTAGE |  | NOMINAL ROTATION SPEED |  | MOUNTING POSITION |  | GEAR RATIO | 5,20 |  |  | ALTERNATE MFR:RAUTE,ALTERNATE MPN:3022464 |  |  |  |  | https://www.sew-eurodrive.nl/products/gear_units/standard_gear_units/helical-bevel_gear_units_k/helical-bevel_gear_units_k.html | https://www.pcssupply.com/downloads/sew-eurodrive-gear-unit.pdf |  |  | QC Completed
STP_008 | Data Enrichment | SFQ | OK | 2023-07-11 | 2023-07-12 | MUF | OK | 2023-07-14 | 2023-07-14 | 191544 |  | 191544 | M | ZRSA | EN | 06 | [7 empty] | PC | 0 | 0 | KG | 0 | 0 | [5 empty] | PC |  | Z002 | [12 empty] | HELICAL BEVEL GEAR A202UH30-18, 1P80-B5¦HAMMASVAIHDE A202UH30-18, 1-P80-B5 | HELICAL BEVEL GEAR A202UH30-18, 1P80-B5¦TOOTH GEAR A202UH30-18, 1-P80-B5 | MM_PROPERTY **HELICAL **MM_TYPE **A202UH30-18, 1P80-B5 **MM_MANUFACTURER_NO **A202UH30-18, 1P80-B5 **MM_MANUFACTURER **MOTOVARIO **MM_LISAT_2 **RAUTE NO: 3004648 |  | 060601 | 85015220 | AC motors, multi-phase, of an output > 750 W but <= 7,5 kW |  | Enriched | MOTOR | GEAR | HELICAL BEVEL |  | MOTOVARIO | OEM | A202UH30-18, 1P80-B5 |  |  | POWER | 0,55KW | NOMINAL VOLTAGE | 230/400V | NOMINAL ROTATION SPEED | 1400/77RPM | MOUNTING POSITION | B3 | GEAR RATIO |  |  |  | ALTERNATE MFR:RAUTE,ALTERNATE MPN:3004648 |  |  |  |  | https://www.hme-elektro.dk/en/products/gears-and-gearmotors/bevel-helical-gearboxes-type-a/a-gear-compact-up-to-600-nm/296120201810554422?pdf |  |  | Processed based on Websource, Conflict w.r.t Input | QC Completed
STP_008 | Data Enrichment | SFQ | OK | 2023-07-11 | 2023-07-12 | MUF | OK | 2023-07-14 | 2023-07-14 | 189868 |  | 189868 | M | ZRSA | EN | 06 | [7 empty] | PC | 0 | 0 | KG | 0 | 0 | [5 empty] | PC |  | Z002 | [12 empty] | VAIHDEMOOTT FHF 37 DRN 90S4 I=8.97 | GEARBOX FHF 37 DRN 90S4 I=8.97 | MM_FEATURE **GEAR MOTOR **MM_TYPE **FHF 37 DRN 90S4 I=8.97 **MM_LISAT_2 **RAUTE NO. 3021812 |  | 061207 | 85015220 | AC motors, multi-phase, of an output > 750 W but <= 7,5 kW |  | Enriched | MOTOR | GEAR | PARALLEL SHAFT HELICAL |  | SEW-EURODRIVE | OEM | FHF37DRN90S4 I=8.97 |  |  | POWER |  | NOMINAL VOLTAGE |  | NOMINAL ROTATION SPEED |  | MOUNTING POSITION | B5 | GEAR RATIO | 8,97 |  |  | ALTERNATE MFR:RAUTE,ALTERNATE MPN:3021812 |  |  |  |  | https://www.sew-eurodrive.nl/products/gearmotors/standard_gearmotors/parallel-shaft_gearmotors_fdr/parallel-shaft_gearmotors_fdr.html | https://download.sew-eurodrive.com/download/pdf/21284997.pdf |  |  | QC Completed
STP_008 | Data Enrichment | SFQ | OK | 2023-07-11 | 2023-07-12 | MUF | OK | 2023-07-14 | 2023-07-14 | 189870 |  | 189870 | M | ZRSA | EN | 06 | [7 empty] | PC | 0 | 0 | KG | 0 | 0 | [5 empty] | PC |  | Z002 | [12 empty] | VAIHDEMOOTT FA 107GDRN 132S4 I=129.97 | GEAR MODULE FA 107GDRN 132S4 I=129.97 | MM_FEATURE **GEAR MOTOR **MM_TYPE **FA 107GDRN 132S4 I=129.97 **MM_LISAT_2 **RAUTE NO. 3021878 |  | 061207 | 85015220 | AC motors, multi-phase, of an output > 750 W but <= 7,5 kW |  | Enriched | MOTOR | GEAR | PARALLEL SHAFT HELICAL |  | SEW-EURODRIVE | OEM | FA107GDRN 132S4 I=129.97 |  |  | POWER |  | NOMINAL VOLTAGE |  | NOMINAL ROTATION SPEED |  | MOUNTING POSITION |  | GEAR RATIO | 129,97 |  |  | ALTERNATE MFR:RAUTE,ALTERNATE MPN:3021878 |  |  |  |  | https://www.sew-eurodrive.nl/products/gearmotors/standard_gearmotors/parallel-shaft_gearmotors_fdr/parallel-shaft_gearmotors_fdr.html | https://download.sew-eurodrive.com/download/pdf/21284997.pdf |  |  | QC Completed
STP_008 | Data Enrichment | SFQ | OK | 2023-07-11 | 2023-07-12 | MUF | OK | 2023-07-14 | 2023-07-14 | 189900 |  | 189900 | M | ZRSA | EN | 06 | [7 empty] | PC | 0 | 0 | KG | 0 | 0 | [5 empty] | PC |  | Z002 | [12 empty] | VAIHDEMOOTT FA 67 GDRE 112M4 I=16,48 | GEAR MODULE FA 67 GDRE 112M4 I=16.48 | MM_FEATURE **GEAR MOTOR **MM_TYPE **FA 67 GDRE 112M4 I=16.48 **MM_LISAT_2 **RAUTE NO. 3022541 |  | 061207 | 85015220 | AC motors, multi-phase, of an output > 750 W but <= 7,5 kW |  | Enriched | MOTOR | GEAR | PARALLEL SHAFT HELICAL |  | SEW-EURODRIVE | OEM | FA67GDRE112M4 I=16.48 |  |  | POWER |  | NOMINAL VOLTAGE |  | NOMINAL ROTATION SPEED |  | MOUNTING POSITION |  | GEAR RATIO | 16,48 |  |  | ALTERNATE MFR:RAUTE,ALTERNATE MPN:3022541 |  |  |  |  | https://www.sew-eurodrive.nl/products/gearmotors/standard_gearmotors/parallel-shaft_gearmotors_fdr/parallel-shaft_gearmotors_fdr.html | https://download.sew-eurodrive.com/download/pdf/21284997.pdf |  |  | QC Completed
STP_008 | Data Enrichment | SFQ | OK | 2023-07-11 | 2023-07-12 | MUF | OK | 2023-07-14 | 2023-07-14 | 189943 |  | 189943 | M | ZRSA | EN | 06 | [7 empty] | PC | 0 | 0 | KG | 0 | 0 | [5 empty] | PC |  | Z002 | [12 empty] | VAIHDEMOOTT FA 87/G DRN 132M4 I=50.36 | GEARBOX FA 87/G DRN 132M4 I=50.36 | MM_FEATURE **GEAR MOTOR **MM_TYPE **FA 87/G DRN 132M4 I=50.36 **MM_LISAT_2 **RAUTE NO. 3023155 |  | 061207 | 85015220 | AC motors, multi-phase, of an output > 750 W but <= 7,5 kW |  | Enriched | MOTOR | GEAR | PARALLEL SHAFT HELICAL |  | SEW-EURODRIVE | OEM | FA87/GDRN132M4 I=50.36 |  |  | POWER |  | NOMINAL VOLTAGE |  | NOMINAL ROTATION SPEED |  | MOUNTING POSITION |  | GEAR RATIO | 50,36 |  |  | ALTERNATE MFR:RAUTE,ALTERNATE MPN:3023155 |  |  |  |  | https://www.sew-eurodrive.nl/products/gearmotors/standard_gearmotors/parallel-shaft_gearmotors_fdr/parallel-shaft_gearmotors_fdr.html | https://download.sew-eurodrive.com/download/pdf/21284997.pdf |  |  | QC Completed
STP_008 | Data Enrichment | SFQ | OK | 2023-07-11 | 2023-07-12 | MUF | OK | 2023-07-14 | 2023-07-14 | 189892 |  | 189892 | M | ZRSA | EN | 06 | [7 empty] | PC | 0 | 0 | KG | 0 | 0 | [5 empty] | PC |  | Z002 | [12 empty] | VAIHDEMOOTT FA157GR97DRN160M4BE20TH | GEAR MOD FA157GR97DRN160M4BE20TH | MM_FEATURE **GEAR MOTOR **MM_MEASURE1_VALUE1 **I=302 **MM_TYPE **FA157GR97DRN160M4BE20TH I=302 **MM_LISAT_2 **RAUTE NO. 3022486 |  | 061207 |  | #N/A |  | Enriched | MOTOR | GEAR | PARALLEL SHAFT HELICAL |  | SEW-EURODRIVE | OEM | FA157GR97DRN160M4BE20TH |  |  | POWER |  | NOMINAL VOLTAGE |  | NOMINAL ROTATION SPEED |  | MOUNTING POSITION |  | GEAR RATIO | 302 |  |  | ALTERNATE MFR:RAUTE,ALTERNATE MPN:3022486 |  |  |  |  | https://www.sew-eurodrive.nl/products/gearmotors/standard_gearmotors/parallel-shaft_gearmotors_fdr/parallel-shaft_gearmotors_fdr.html | https://download.sew-eurodrive.com/download/pdf/21284997.pdf |  | Suitable commodity code not found | QC Completed
STP_008 | Data Enrichment | SFQ | OK | 2023-07-11 | 2023-07-12 | MUF | OK | 2023-07-14 | 2023-07-14 | 189896 |  | 189896 | M | ZRSA | EN | 06 | [7 empty] | PC | 0 | 0 | KG | 0 | 0 | [5 empty] | PC |  | Z002 | [12 empty] | VAIHDEMOOTT FA87DRN132S4 I=50.36 | GEAR MODULE FA87DRN132S4 I=50.36 | MM_FEATURE **GEAR MOTOR **MM_TYPE **FA87DRN132S4 I=50.36 **MM_LISAT_2 **RAUTE NO. 3022523 |  | 061207 |  | #N/A |  | Enriched | MOTOR | GEAR | PARALLEL SHAFT HELICAL |  | SEW-EURODRIVE | OEM | FA87DRN132S4 I=50.36 |  |  | POWER |  | NOMINAL VOLTAGE |  | NOMINAL ROTATION SPEED |  | MOUNTING POSITION |  | GEAR RATIO | 50,36 |  |  | ALTERNATE MFR:RAUTE,ALTERNATE MPN:3022523 |  |  |  |  | https://www.sew-eurodrive.nl/products/gearmotors/standard_gearmotors/parallel-shaft_gearmotors_fdr/parallel-shaft_gearmotors_fdr.html | https://download.sew-eurodrive.com/download/pdf/21284997.pdf |  | Suitable commodity code not found | QC Completed
STP_008 | Data Enrichment | SFQ | OK | 2023-07-11 | 2023-07-12 | MUF | OK | 2023-07-14 | 2023-07-14 | 189898 |  | 189898 | M | ZRSA | EN | 06 | [7 empty] | PC | 0 | 0 | KG | 0 | 0 | [5 empty] | PC |  | Z002 | [12 empty] | VAIHDEMOOTT FA97 GDRN132L4 BE20 TF | GEAR MOD FA97 GDRN132L4 BE20 TF | MM_FEATURE **GEAR MOTOR **MM_MEASUREMENT1_VALUE1 **I=52.49 **MM_TYPE **FA97 GDRN132L4 BE20 TF I=52.49 **MM_LISAT_2 **RAUTE NO. 3022535 |  | 061207 |  | #N/A |  | Enriched | MOTOR | GEAR | PARALLEL SHAFT HELICAL |  | SEW-EURODRIVE | OEM | FA97GDRN132L4 BE20 TF I=52.49 |  |  | POWER |  | NOMINAL VOLTAGE |  | NOMINAL ROTATION SPEED |  | MOUNTING POSITION |  | GEAR RATIO | 52,49 |  |  | ALTERNATE MFR:RAUTE,ALTERNATE MPN:3022535 |  |  |  |  | https://www.sew-eurodrive.nl/products/gearmotors/standard_gearmotors/parallel-shaft_gearmotors_fdr/parallel-shaft_gearmotors_fdr.html | https://download.sew-eurodrive.com/download/pdf/21284997.pdf |  | Suitable commodity code not found | QC Completed
STP_008 | Data Enrichment | SFQ | OK | 2023-07-11 | 2023-07-12 | MUF | OK | 2023-07-14 | 2023-07-14 | 189858 |  | 189858 | M | ZRSA | EN | 06 | [7 empty] | PC | 0 | 0 | KG | 0 | 0 | [5 empty] | PC |  | Z002 | [12 empty] | VAIHDEMOOTT FH67/G DRN132S4 I=3.97 | GEAR MODULE FH67/G DRN132S4 I=3.97 | MM_FEATURE **GEAR MOTOR **MM_TYPE **FH67/G DRN132S4 I=3.97 **MM_LISAT_2 **RAUTE NO. 3021511 |  | 061207 |  | #N/A |  | Enriched | MOTOR | GEAR | PARALLEL SHAFT HELICAL |  | SEW-EURODRIVE | OEM | FH67/G DRN132S4 I=3.97 |  |  | POWER |  | NOMINAL VOLTAGE |  | NOMINAL ROTATION SPEED |  | MOUNTING POSITION |  | GEAR RATIO | 3,97 |  |  | ALTERNATE MFR:RAUTE,ALTERNATE MPN:3021511 |  |  |  |  | https://www.sew-eurodrive.nl/products/gearmotors/standard_gearmotors/parallel-shaft_gearmotors_fdr/parallel-shaft_gearmotors_fdr.html | https://download.sew-eurodrive.com/download/pdf/21284997.pdf |  | Suitable commodity code not found | QC Completed
STP_008 | Data Enrichment | SFQ | OK | 2023-07-11 | 2023-07-12 | MUF | OK | 2023-07-14 | 2023-07-14 | 189884 |  | 189884 | M | ZRSA | EN | 06 | [7 empty] | PC | 0 | 0 | KG | 0 | 0 | [5 empty] | PC |  | Z002 | [12 empty] | VAIHDEMOOTT KA 29/T DRN 90S4 I=6.95 SEW | GEARBOX KA 29/T DRN 90S4 I=6.95 SEW | MM_FEATURE **GEAR MOTOR **MM_TYPE **KA 29/T DRN 90S4 I=6.95 SEW **MM_LISAT_2 **RAUTE NO. 3022333 |  | 061207 |  | #N/A |  | Enriched | MOTOR | GEAR | HELICAL BEVEL |  | SEW-EURODRIVE | OEM | KA29/TDRN90S4 I=6.95 |  |  | POWER |  | NOMINAL VOLTAGE |  | NOMINAL ROTATION SPEED |  | MOUNTING POSITION |  | GEAR RATIO | 6,95 |  |  | ALTERNATE MFR:RAUTE,ALTERNATE MPN:3022333 |  |  |  |  | https://www.sew-eurodrive.nl/products/gear_units/standard_gear_units/helical-bevel_gear_units_k/helical-bevel_gear_units_k.html | https://www.pcssupply.com/downloads/sew-eurodrive-gear-unit.pdf |  | Suitable commodity code not found | QC Completed
STP_008 | Data Enrichment | SFQ | OK | 2023-07-11 | 2023-07-12 | MUF | OK | 2023-07-14 | 2023-07-14 | 189857 |  | 189857 | M | ZRSA | EN | 06 | [7 empty] | PC | 0 | 0 | KG | 0 | 0 | [5 empty] | PC |  | Z002 | [12 empty] | VAIHDEMOOTT KA 67/T DRN 132S4 I=7.28 | GEARBOX KA 67/T DRN 132S4 I=7.28 | MM_FEATURE **GEAR MOTOR **MM_TYPE **KA 67/T DRN 132S4 I=7.28 **MM_LISAT_2 **RAUTE NO. 3021510 |  | 061207 |  | #N/A |  | Enriched | MOTOR | GEAR | HELICAL BEVEL |  | SEW-EURODRIVE | OEM | KA67/TDRN132S4 I=7.28 |  |  | POWER |  | NOMINAL VOLTAGE |  | NOMINAL ROTATION SPEED |  | MOUNTING POSITION |  | GEAR RATIO | 7,28 |  |  | ALTERNATE MFR:RAUTE,ALTERNATE MPN:3021510 |  |  |  |  | https://www.sew-eurodrive.nl/products/gear_units/standard_gear_units/helical-bevel_gear_units_k/helical-bevel_gear_units_k.html | https://www.pcssupply.com/downloads/sew-eurodrive-gear-unit.pdf |  | Suitable commodity code not found | QC Completed
STP_008 | Data Enrichment | SFQ | OK | 2023-07-11 | 2023-07-12 | MUF | OK | 2023-07-14 | 2023-07-14 | 193192 |  | 193192 | M | ZRSA | EN | 06 | [7 empty] | PC | 0 | 0 | KG | 0 | 0 | [5 empty] | PC |  | Z002 | [12 empty] | VAIHDEMOOTT KH 47/T DRN 100LS4 i=15.86 | GEARBOX KH 47/T DRN 100LS4 i=15.86 | MM_MEASURE1_VALUE1 **M1A 90X **MM_TYPE **KH 47/T DRN 100LS4 **MM_MEASURE4_VALUE4 **2.2KW **MM_LISAT_1 **RATE: **MM_MEASURE2_VALUE2 **91 1/MIN **MM_MEASURE3_VALUE3 **400V 50HZ **MM_MANUFACTURER **SEW **MM_LISAT_2 **3021484 |  | 061207 | 85015220 | AC motors, multi-phase, of an output > 750 W but <= 7,5 kW |  | Enriched | MOTOR | GEAR | HELICAL BEVEL |  | SEW-EURODRIVE | OEM | KH47/TDRN100LS4 i=15.86 |  |  | POWER | 2,2KW | NOMINAL VOLTAGE | 400VAC | NOMINAL ROTATION SPEED | 91RPM | MOUNTING POSITION | M1 | GEAR RATIO | 15,86 |  |  | M1A 90X,FREQUENCY RATING:50HZ,ALTERNATE MPN:3021484 |  |  |  |  | https://www.sew-eurodrive.nl/products/gear_units/standard_gear_units/helical-bevel_gear_units_k/helical-bevel_gear_units_k.html | https://www.pcssupply.com/downloads/sew-eurodrive-gear-unit.pdf |  | Processed based on websource, conflict wrt input | QC Completed
STP_008 | Data Enrichment | SFQ | OK | 2023-07-11 | 2023-07-12 | MUF | OK | 2023-07-14 | 2023-07-14 | 189861 |  | 189861 | M | ZRSA | EN | 06 | [7 empty] | PC | 0 | 0 | KG | 0 | 0 | [5 empty] | PC |  | Z002 | [12 empty] | VAIHDEMOOTT R 37 DRN 100LS4 I=5.67 | GEARBOX R 37 DRN 100LS4 I=5.67 | MM_CHARACTERISTICS **GEAR MOTOR **MM_TYPE **R 37 DRN 100LS4 I=5.67 **MM_LISAT_2 **RAUTE NO. 3021616 |  | 061207 |  | #N/A |  | Enriched | MOTOR | GEAR | HELICAL |  | SEW-EURODRIVE | OEM | R37DRN100LS4 I=5.67 |  |  | POWER |  | NOMINAL VOLTAGE |  | NOMINAL ROTATION SPEED |  | MOUNTING POSITION |  | GEAR RATIO | 5,67 |  |  | ALTERNATE MFR:RAUTE,ALTERNATE MPN:3021616 |  |  |  |  | https://www.sew-eurodrive.nl/products/gear_units/standard_gear_units/helical_gear_units_r/helical_gear_units_r.html | https://www.pcssupply.com/downloads/sew-eurodrive-gear-unit.pdf |  | Suitable commodity code not found | QC Completed
STP_008 | Data Enrichment | SFQ | OK | 2023-07-11 | 2023-07-12 | MUF | OK | 2023-07-14 | 2023-07-14 | 189926 |  | 189926 | M | ZRSA | EN | 06 | [7 empty] | PC | 0 | 0 | KG | 0 | 0 | [5 empty] | PC |  | Z002 | [12 empty] | VAIHDEMOOTT R 67 DRN 90L4 I=51.56 | GEARBOX R 67 DRN 90L4 I=51.56 | MM_FEATURE **GEAR MOTOR **MM_TYPE **R 67 DRN 90L4 I=51.56 **MM_LISAT_2 **RAUTE NO. 3022972 |  | 061207 |  | #N/A |  | Enriched | MOTOR | GEAR | HELICAL |  | SEW-EURODRIVE | OEM | R 67 DRN 90L4 I=51.56 |  |  | POWER |  | NOMINAL VOLTAGE |  | NOMINAL ROTATION SPEED |  | MOUNTING POSITION |  | GEAR RATIO | 51,56 |  |  | ALTERNATE MFR:RAUTE,ALTERNATE MPN:3022972 |  |  |  |  | https://www.sew-eurodrive.nl/products/gear_units/standard_gear_units/helical_gear_units_r/helical_gear_units_r.html | https://www.pcssupply.com/downloads/sew-eurodrive-gear-unit.pdf |  | Suitable commodity code not found | QC Completed
STP_008 | Data Enrichment | SFQ | OK | 2023-07-11 | 2023-07-12 | MUF | OK | 2023-07-14 | 2023-07-14 | 189860 |  | 189860 | M | ZRSA | EN | 06 | [7 empty] | PC | 0 | 0 | KG | 0 | 0 | [5 empty] | PC |  | Z002 | [12 empty] | VAIHDEMOOTT R 77 DRN 100L4 I=6.79 | GEARBOX R 77 DRN 100L4 I=6.79 | MM_FEATURE **GEAR MOTOR **MM_TYPE **R 77 DRN 100L4 I=6.79 **MM_LISAT_2 **RAUTE NO. 3021615 |  | 061207 |  | #N/A |  | Enriched | MOTOR | GEAR | HELICAL |  | SEW-EURODRIVE | OEM | R 77 DRN 100L4 I=6.79 |  |  | POWER |  | NOMINAL VOLTAGE |  | NOMINAL ROTATION SPEED |  | MOUNTING POSITION |  | GEAR RATIO | 6,79 |  |  | ALTERNATE MFR:RAUTE,ALTERNATE MPN:3021615 |  |  |  |  | https://www.sew-eurodrive.nl/products/gear_units/standard_gear_units/helical_gear_units_r/helical_gear_units_r.html | https://www.pcssupply.com/downloads/sew-eurodrive-gear-unit.pdf |  | Suitable commodity code not found | QC Completed
STP_008 | Data Enrichment | SFQ | OK | 2023-07-11 | 2023-07-12 | MUF | OK | 2023-07-14 | 2023-07-14 | 189863 |  | 189863 | M | ZRSA | EN | 06 | [7 empty] | PC | 0 | 0 | KG | 0 | 0 | [5 empty] | PC |  | Z002 | [12 empty] | VAIHDEMOOTT R 87 DRN 100L4 I=72.57 | GEARBOX R 87 DRN 100L4 I=72.57 | MM_CHARACTERISTICS **GEAR MOTOR **MM_TYPE **R 87 DRN 100L4 I=72.57 **MM_LISAT_2 **RAUTE NO. 3021678 |  | 061207 |  | #N/A |  | Enriched | MOTOR | GEAR | HELICAL |  | SEW-EURODRIVE | OEM | R 87 DRN 100L4 I=72.57 |  |  | POWER |  | NOMINAL VOLTAGE |  | NOMINAL ROTATION SPEED |  | MOUNTING POSITION |  | GEAR RATIO | 72,57 |  |  | ALTERNATE MFR:RAUTE,ALTERNATE MPN:3021678 |  |  |  |  | https://www.sew-eurodrive.nl/products/gear_units/standard_gear_units/helical_gear_units_r/helical_gear_units_r.html | https://www.pcssupply.com/downloads/sew-eurodrive-gear-unit.pdf |  | Suitable commodity code not found | QC Completed
STP_008 | Data Enrichment | SFQ | OK | 2023-07-11 | 2023-07-12 | MUF | OK | 2023-07-14 | 2023-07-14 | 190211 |  | 190211 | M | ZRSA | EN | 06 | [7 empty] | PC | 0 | 0 | KG | 0 | 0 | [5 empty] | PC |  | Z002 | [12 empty] | VAIHDEMOOTT R47 DRN80M4/TF 0,75KW 66R M1 | GEAR MOOT R47 DRN80M4/TF 0.75KW 66R M1 | MM_FEATURE **GEARMOOT **MM_MEASUREMENT1_VALUE1 **0.75KW **MM_TYPE **R47 DRN80M4/TF **MM_MEASUREMENT4_VALUE4 **M1 **MM_LISAT_1 **N1/N2 1440/66 V-RATIO 21.81 **MM_MEASUREMENT2_VALUE2 **400V / 1.75A **MM_MEASUREMENT3_VALUE3 **1500RPM **MM_MANUFACTURER_NO **64.7556827701.18.80 **MM_MANUFACTURER **SEW |  | 061207 | 85015220 | AC motors, multi-phase, of an output > 750 W but <= 7,5 kW |  | Enriched | MOTOR | GEAR | HELICAL |  | SEW-EURODRIVE | OEM | R47DRN80M4/TF | 64.7556827701.18.80 |  | POWER | 0,75KW | NOMINAL VOLTAGE | 400VAC | NOMINAL ROTATION SPEED | 1500RPM | MOUNTING POSITION | M1 | GEAR RATIO | 21,81 |  |  | N1/N2 1440/66 V-RATIO 21.81,1,75A |  |  |  |  | https://www.sew-eurodrive.nl/products/gear_units/standard_gear_units/helical_gear_units_r/helical_gear_units_r.html | https://www.pcssupply.com/downloads/sew-eurodrive-gear-unit.pdf |  |  | QC Completed
STP_008 | Data Enrichment | SFQ | OK | 2023-07-11 | 2023-07-12 | MUF | OK | 2023-07-14 | 2023-07-14 | 189878 |  | 189878 | M | ZRSA | EN | 06 | [7 empty] | PC | 0 | 0 | KG | 0 | 0 | [5 empty] | PC |  | Z002 | [12 empty] | VAIHDEMOOTT RF 107 DRN 132M4 I=92,70 SEW | GEAR MOOT RF 107 DRN 132M4 I=92.70 SEW | MM_FEATURE **GEAR MOTOR **MM_TYPE **RF 107 DRN 132M4 I=92.70 SEW **MM_LISAT_2 **RAUTE NO. 3022121 |  | 061207 |  | #N/A |  | Enriched | MOTOR | GEAR | HELICAL |  | SEW-EURODRIVE | OEM | RF107DRN132M4 I=92.70 |  |  | POWER |  | NOMINAL VOLTAGE |  | NOMINAL ROTATION SPEED |  | MOUNTING POSITION |  | GEAR RATIO | 92,70 |  |  | ALTERNATE MFR:RAUTE,ALTERNATE MPN:3022121 |  |  |  |  | https://www.sew-eurodrive.nl/products/gear_units/standard_gear_units/helical_gear_units_r/helical_gear_units_r.html | https://download.sew-eurodrive.com/download/pdf/16712412_G06.pdf |  | Suitable commodity code not found | QC Completed
STP_008 | Data Enrichment | SFQ | OK | 2023-07-11 | 2023-07-13 | MUF | OK | 2023-07-14 | 2023-07-14 | 195980 |  | 195980 | M | ZRSA | EN | 06 | [7 empty] | PC | 0¦0¦0 | 0 | KG | 0¦0¦0 | 0 | [5 empty] | M3¦NM3¦PC |  | Z002 | [12 empty] | LINEAR MOTOR SL2-P050ML-30-T-B-AVXO-49>¦LINEAARIMOOTT SL2-P050ML-30-T-B-AVXO-49> | LINEAR MOTOR SL2-P050ML-30-TB-AVXO-49>¦LINEAR MOTOR SL2-P050ML-30-TB-AVXO-49> | MM_FEATURE **Y-AXIS **MM_TYPE **SL2-P050ML-30-TB-AVXO-490-00 **MM_MANUFACTURER **SEW **MM_LISAT_2 **PINOMATIC 3180029 |  | 061301 |  | #N/A |  | Cleansed | MOTOR | SERVO | SYNCHRONOUS LINEAR |  | SEW-EURODRIVE | OEM | SL2-P050ML-30-TB-AVXO-490-00 |  |  | FRAME SIZE |  | POWER RATING |  | VOLTAGE RATING |  | CURRENT RATING |  | NUMBER OF POLES |  |  |  | SPEED CLASS:3M/S,Y-AXIS,ALTERNATE MFR:PINOMATIC,ALTERNATE MPN:3180029 |  |  |  |  | https://www.seweurodrive.com/products/motors/linear_motion/synchronous_linear_servomotors_sl2/synchronous_linear_servomotors_sl2.html | https://download.sew-eurodrive.com/download/pdf/23534451.pdf |  | Url for Reference Only,Suitable commodity code not found | QC Completed
STP_008 | Data Enrichment | SFQ | OK | 2023-07-11 | 2023-07-13 | MUF | OK | 2023-07-14 | 2023-07-14 | 195979 |  | 195979 | M | ZRSA | EN | 06 | [7 empty] | PC | 0¦0¦0 | 0 | KG | 0¦0¦0 | 0 | [5 empty] | M3¦NM3¦PC |  | Z002 | [12 empty] | LINEAR MOTOR SL2-P050S-30-T-B-AVXO-490>¦LINEAARIMOOTT SL2-P050S-30-T-B-AVXO-490> | LINEAR MOTOR SL2-P050S-30-TB-AVXO-490>¦LINEAR MOTOR SL2-P050S-30-TB-AVXO-490> | MM_FEATURE **X-AXIS **MM_TYPE **SL2-P050S-30-TB-AVXO-490-00 **MM_MANUFACTURER **SEW **MM_LISAT_2 **PINOMATIC 3180028 |  | 061301 |  | #N/A |  | Cleansed | MOTOR | SERVO | SYNCHRONOUS LINEAR |  | SEW-EURODRIVE | OEM | SL2-P050S-30-TB-AVXO-490-00 |  |  | FRAME SIZE |  | POWER RATING |  | VOLTAGE RATING |  | CURRENT RATING |  | NUMBER OF POLES |  |  |  | SPEED CLASS:3M/S,X-AXIS,ALTERNATE MFR:PINOMATIC,ALTERNATE MPN:3180028 |  |  |  |  | https://www.seweurodrive.com/products/motors/linear_motion/synchronous_linear_servomotors_sl2/synchronous_linear_servomotors_sl2.html | https://download.sew-eurodrive.com/download/pdf/23534451.pdf |  | Url for Reference Only,Suitable commodity code not found | QC Completed
STP_008 | Data Enrichment | SFU | OK | 04-07-2023 | 10-07-2023 | MUF | OK | 2023-07-14 | 2023-07-14 | 138189 |  | 138189 | M | ZRSA | EN | 06 | [7 empty] | PC | 0 | 0 | KG | 0 | 0 | [5 empty] | PC |  | Z002 | [12 empty] | KIERUKKAVAIHDE BS20-34V/IEC56 I=48,98 | HELICAL GEAR BS20-34V/IEC56 I=48.98 | MM_TYPE **BS20-34V/IEC56 **MM_MANUFACTURER **BAUER |  | 060601 | 85015290 | AC motors, multi-phase, of an output > 37 kW but <= 75 kW |  | ENRICHED | MOTOR | GEAR | HELICAL WORM |  | BAUER | OEM |  | BS20-34V/IEC56 |  | POWER |  | NOMINAL VOLTAGE |  | NOMINAL ROTATION SPEED |  | MOUNTING POSITION |  | GEAR RATIO | 48,98:1 | [7 empty] | https://www.altraliterature.com/-/media/Files/Literature/Brand/bauer-gear-motor/catalogs/p-7177-bgm-sections/english-a4/p-7177-bgm-en-a4_catalogue-ie3-chapter09.ashx |  |  | Series Match | QC Completed
STP_008 | Data Enrichment | SFU | OK | 04-07-2023 | 10-07-2023 | MUF | OK | 2023-07-14 | 2023-07-14 | 138229 |  | 138229 | M | ZRSA | EN | 06 | [7 empty] | PC | 0 | 0 | KG | 0 | 0 | [5 empty] | PC |  | Z002 | [12 empty] | HAMMASVAIHDE 12.602.12.1.5 I=12,5 | GEAR 12.602.12.1.5 I=12.5 | MM_FEATURE **IEC ADAPTER **MM_TYPE **12.602.12.1.5 **MM_MEASUREMENT4_VALUE4 **1=12.5 **MM_STANDARD **CONNECTION 28F215 **MM_MANUFACTURER **LENZE |  | 060601 | 85015290 | AC motors, multi-phase, of an output > 37 kW but <= 75 kW |  | ENRICHED | MOTOR | GEAR | HELICAL |  | LENZE | OEM | 12.602.12.1.5 |  |  | POWER |  | NOMINAL VOLTAGE |  | NOMINAL ROTATION SPEED |  | MOUNTING POSITION |  | GEAR RATIO | 12,5:1 |  |  | W/ IEC ADAPTER,CONNECTION 28F215 |  |  |  |  | https://download.lenze.com/TD_Staging/12xxx-52xxx__Gearboxes__v6-0__EN.pdf |  |  |  | QC Completed
STP_008 | Data Enrichment | SFU | OK | 04-07-2023 | 10-07-2023 | MUF | OK | 2023-07-14 |  | 138256 |  | 138256 | M | ZRSA | EN | 06 | [7 empty] | PC | 0 | 0 | KG | 0 | 0 | [5 empty] | PC |  | Z002 | [12 empty] | VAIHDELAATIKKO Z5KR112216 | GEARBOX Z5KR112216 | MM_TYPE **Z5KR112216(CASE) **MM_MANUFACTURER **VEM |  | 060601 | 85015290 | AC motors, multi-phase, of an output > 37 kW but <= 75 kW |  | CLEANSED | MOTOR | GEAR |  |  | VEM | OEM |  | Z5KR112216 |  | POWER |  | NOMINAL VOLTAGE |  | NOMINAL ROTATION SPEED |  | MOUNTING POSITION |  | GEAR RATIO |  |  |  | W/ CASE |  |  |  |  | https://www.machineseeker-india.com/vem-z5kr112%2C2%2F4/i-7510493 |  |  | URL for Reference only | QC Completed
STP_008 | Data Enrichment | SFU | OK | 04-07-2023 | 10-07-2023 | MUF | OK | 2023-07-14 |  | 142169 |  | 142169 | M | ZRSA | EN | 06 | [7 empty] | PC | 0 | 0 | KG | 0 | 0 | [5 empty] | PC |  | Z002 | [12 empty] | VAIHDEMOOTT DSFG-02/25-0410.228.40-N-> | GEAR MODULE DSFG-02/25-0410.228.40-N-> | MM_FEATURE **ADDITIONAL FAN BRAKE 24VDC **MM_MEASUREMENT1_VALUE1 **0.55KW **MM_TYPE **DSFG-02/25-0410.228.40-N-B3 **MM_MEASUREMENT2_VALUE2 **380V **MM_MEASUREMENT3_VALUE3 **1500/3000/375/166 /83 **MM_MANUFACTURER **SSB |  | 061207 | 85015100 | AC motors, multi-phase, of an output > 37,5 W but <= 750 W |  | CLEANSED | MOTOR | GEAR |  |  | SSB | OEM |  | DSFG-02/25-0410.228.40-N-B3 |  | POWER | 0,55KW | NOMINAL VOLTAGE | 380V | NOMINAL ROTATION SPEED | 1500/3000RPM | MOUNTING POSITION | B3 | GEAR RATIO |  |  |  | FAN BRAKE 24VDC,REF:375/166 /83 |  |  |  |  | https://www.imssupply.com/catalog/ssb-antriebstechnik/dsfg-0225-d410_208_50-k1-v3.html |  |  | URL for Reference only | QC Completed
STP_008 | Data Enrichment | SFU | OK | 04-07-2023 | 10-07-2023 | MUF | OK | 2023-07-14 |  | 142172 |  | 142172 | M | ZRSA | EN | 06 | [7 empty] | PC | 0 | 0 | KG | 0 | 0 | [5 empty] | PC |  | Z002 | [12 empty] | VAIHDEMOOTT H133NV15L4 | GEAR MODULE H133NV15L4 | MM_MEASUREMENT1_VALUE1 **1.1KW **MM_TYPE **H133NV15L4 **MM_MEASUREMENT3_VALUE3 **/40 **MM_MANUFACTURER **ZETTERSTRÖM |  | 061207 | 85015220 | AC motors, multi-phase, of an output > 750 W but <= 7,5 kW |  | CLEANSED | MOTOR | GEAR |  |  | ZETTERSTRÖM | OEM |  | H133NV15L4 |  | POWER | 1,1KW | NOMINAL VOLTAGE |  | NOMINAL ROTATION SPEED |  | MOUNTING POSITION |  | GEAR RATIO |  |  |  | REF:40 |  |  |  |  | URL NOT FOUND |  |  |  | QC Completed
STP_008 | Data Enrichment | SFU | OK | 04-07-2023 | 11-07-2023 | MUF | OK | 2023-07-14 |  | 142174 |  | 142174 | M | ZRSA | EN | 06 | [7 empty] | PC | 0 | 0 | KG | 0 | 0 | [5 empty] | PC |  | Z002 | [12 empty] | VAIHDEMOOTT H133NVJ17P8/4 BM | GEAR MOOT H133NVJ17P8/4 BM | MM_MEASUREMENT1_VALUE1 **0.55/1.1KW **MM_TYPE **H133NVJ17P8/4 BM **MM_MEASUREMENT3_VALUE3 **32/63 **MM_MANUFACTURER **ZETTERSTRÖM |  | 061207 | 85015100 | AC motors, multi-phase, of an output > 37,5 W but <= 750 W |  | CLEANSED | MOTOR | GEAR |  |  | ZETTERSTRÖM | OEM |  | H133NVJ17P8/4 BM |  | POWER | 0,55/1,1KW | NOMINAL VOLTAGE |  | NOMINAL ROTATION SPEED |  | MOUNTING POSITION |  | GEAR RATIO |  |  |  | REF:32/63 |  |  |  |  | URL NOT FOUND |  |  |  | QC Completed
STP_008 | Data Enrichment | SFU | OK | 04-07-2023 | 10-07-2023 | MUF | OK | 2023-07-14 |  | 142175 |  | 142175 | M | ZRSA | EN | 06 | [7 empty] | PC | 0 | 0 | KG | 0 | 0 | [5 empty] | PC |  | Z002 | [12 empty] | VAIHDEMOOTT H133NVU15P4 | GEAR MODULE H133NVU15P4 | MM_MEASUREMENT1_VALUE1 **1.1KW **MM_TYPE **H133NVU15P4 **MM_MEASUREMENT3_VALUE3 **/32 **MM_MANUFACTURER **ZETTERSTRÖM |  | 061207 | 85015220 | AC motors, multi-phase, of an output > 750 W but <= 7,5 kW |  | CLEANSED | MOTOR | GEAR |  |  | ZETTERSTRÖM | OEM |  | H133NVU15P4 |  | POWER | 1,1KW | NOMINAL VOLTAGE |  | NOMINAL ROTATION SPEED |  | MOUNTING POSITION |  | GEAR RATIO |  |  |  | REF:32 |  |  |  |  | URL NOT FOUND |  |  |  | QC Completed
STP_008 | Data Enrichment | SFU | OK | 04-07-2023 | 11-07-2023 | MUF | OK | 2023-07-14 |  | 142178 |  | 142178 | M | ZRSA | EN | 06 | [7 empty] | PC | 0 | 0 | KG | 0 | 0 | [5 empty] | PC |  | Z002 | [12 empty] | VAIHDEMOOTT H163NV21P4 | GEAR MOD H163NV21P4 | MM_MEASUREMENT1_VALUE1 **7.5KW **MM_TYPE **H163NV21P4 **MM_MEASUREMENT3_VALUE3 **/16 **MM_MANUFACTURER **ZETTERSTRÖM |  | 061207 | 85015220 | AC motors, multi-phase, of an output > 750 W but <= 7,5 kW |  | CLEANSED | MOTOR | GEAR |  |  | ZETTERSTRÖM | OEM |  | H163NV21P4 |  | POWER | 7,5KW | NOMINAL VOLTAGE |  | NOMINAL ROTATION SPEED |  | MOUNTING POSITION |  | GEAR RATIO |  |  |  | REF:16 |  |  |  |  | URL NOT FOUND |  |  |  | QC Completed
STP_008 | Data Enrichment | SFU | OK | 04-07-2023 | 11-07-2023 | MUF | OK | 2023-07-14 |  | 142179 |  | 142179 | M | ZRSA | EN | 06 | [7 empty] | PC | 0 | 0 | KG | 0 | 0 | [5 empty] | PC |  | Z002 | [12 empty] | VAIHDEMOOTT H233NV13B4 | GEAR MOD H233NV13B4 | MM_MEASUREMENT1_VALUE1 **0.75KW **MM_TYPE **H233NV13B4 **MM_MEASUREMENT3_VALUE3 **/25 **MM_MANUFACTURER **ZETTERSTRÖM |  | 061207 | 85015100 | AC motors, multi-phase, of an output > 37,5 W but <= 750 W |  | CLEANSED | MOTOR | GEAR |  |  | ZETTERSTRÖM | OEM |  | H233NV13B4 |  | POWER | 0,75KW | NOMINAL VOLTAGE |  | NOMINAL ROTATION SPEED |  | MOUNTING POSITION |  | GEAR RATIO |  |  |  | REF:25 |  |  |  |  | URL NOT FOUND |  |  |  | QC Completed
STP_008 | Data Enrichment | SFU | OK | 04-07-2023 | 11-07-2023 | MUF | OK | 2023-07-14 |  | 142180 |  | 142180 | M | ZRSA | EN | 06 | [7 empty] | PC | 0 | 0 | KG | 0 | 0 | [5 empty] | PC |  | Z002 | [12 empty] | VAIHDEMOOTT H233NV13B4M | GEAR MOD H233NV13B4M | MM_MEASUREMENT1_VALUE1 **0.75KW **MM_TYPE **H233NV13B4M **MM_MEASUREMENT3_VALUE3 **/16 **MM_MANUFACTURER **ZETTERSTRÖM |  | 061207 | 85015100 | AC motors, multi-phase, of an output > 37,5 W but <= 750 W |  | CLEANSED | MOTOR | GEAR |  |  | ZETTERSTRÖM | OEM |  | H233NV13B4M |  | POWER | 0,75KW | NOMINAL VOLTAGE |  | NOMINAL ROTATION SPEED |  | MOUNTING POSITION |  | GEAR RATIO |  |  |  | REF:16 |  |  |  |  | URL NOT FOUND |  |  |  | QC Completed
STP_008 | Data Enrichment | SFU | OK | 04-07-2023 | 10-07-2023 | MUF | OK | 2023-07-14 |  | 142182 |  | 142182 | M | ZRSA | EN | 06 | [7 empty] | PC | 0 | 0 | KG | 0 | 0 | [5 empty] | PC |  | Z002 | [12 empty] | VAIHDEMOOTT H233NVJ17P4 | GEAR MODULE H233NVJ17P4 | MM_MEASUREMENT1_VALUE1 **2.2KW **MM_TYPE **H233NVJ17P4 **MM_MEASUREMENT3_VALUE3 **/63 **MM_MANUFACTURER **ZETTERSTRÖM |  | 061207 | 85015220 | AC motors, multi-phase, of an output > 750 W but <= 7,5 kW |  | CLEANSED | MOTOR | GEAR |  |  | ZETTERSTRÖM | OEM |  | H233NVJ17P4 |  | POWER | 2,2KW | NOMINAL VOLTAGE |  | NOMINAL ROTATION SPEED |  | MOUNTING POSITION |  | GEAR RATIO |  |  |  | REF:63 |  |  |  |  | URL NOT FOUND |  |  |  | QC Completed
STP_008 | Data Enrichment | SFU | OK | 04-07-2023 | 10-07-2023 | MUF | OK | 2023-07-14 |  | 142514 |  | 142514 | M | ZRSA | EN | 06 | [7 empty] | PC | 0 | 0 | KG | 0 | 0 | [5 empty] | PC |  | Z002 | [12 empty] | VAIHDEMOOTT 1LA5070-4AB99-Z+C102F-0> | GEAR MODULE 1LA5070-4AB99-Z+C102F-0> | MM_PROPERTIES **SHORT CIRCUIT+HEEL GEAR **MM_MEASUREMENT1_VALUE1 **0.25KW **MM_TYPE **1LA5070-4AB99-Z+C102F-0700-D71 **MM_MEASUREMENT3_VALUE3 **1500 **MM_MANUFACTURER **SIEMENS+STÖBER |  | 061207 | 85015100 | AC motors, multi-phase, of an output > 37,5 W but <= 750 W |  | CLEANSED | MOTOR | GEAR |  |  | SIEMENS+STÖBER | OEM |  | 1LA5070-4AB99-Z+C102F-0700-D71 |  | POWER | 0,25KW | NOMINAL VOLTAGE |  | NOMINAL ROTATION SPEED | 1500RPM | MOUNTING POSITION |  | GEAR RATIO |  |  |  | SHORT CIRCUIT+HEEL GEAR |  |  |  |  | https://www.everythingmro.com/shop/nord-siemens-1la5070-4ab99-z-1s40af-71-s-4bre-gearmotor-332-575v-87-5amp-25kw/ |  |  | Partially Match | QC Completed
STP_008 | Data Enrichment | SFU | OK | 04-07-2023 | 10-07-2023 | MUF | OK | 2023-07-14 |  | 142517 |  | 142517 | M | ZRSA | EN | 06 | [7 empty] | PC | 0 | 0 | 0 | 0 | 0 | [5 empty] | PC |  | Z002 | [12 empty] | VAIHDEMOOTT DM90-60+E2A I=10 | GEAR MODULE DM90-60+E2A I=10 | MM_MEASUREMENT1_VALUE1 **0.050KW **MM_TYPE **DM90-60+E2A **MM_MEASUREMENT4_VALUE4 **I=10 **MM_MEASUREMENT3_VALUE3 **/140 **MM_MANUFACTURER **CROSCHOPP & CO |  | 061207 | 85015100 | AC motors, multi-phase, of an output > 37,5 W but <= 750 W |  | CLEANSED | MOTOR | GEAR |  |  | CROSCHOPP & CO | OEM |  | DM90-60+E2A |  | POWER | 0,05KW | NOMINAL VOLTAGE |  | NOMINAL ROTATION SPEED |  | MOUNTING POSITION |  | GEAR RATIO | 10:1 |  |  | REF:140 |  |  |  |  | URL NOT FOUND |  |  |  | QC Completed
STP_008 | Data Enrichment | SFU | OK | 04-07-2023 | 10-07-2023 | MUF | OK | 2023-07-14 |  | 150562 |  | 150562 | M | ZRSA | EN | 06 | [7 empty] | PC | 0 | 0 | KG | 0 | 0 | [5 empty] | PC |  | Z002 | [12 empty] | VAIHDEMOOTT D31GML01R627 | GEAR MODULE D31GML01R627 | MM_MEASUREMENT1_VALUE1 **0.25KW **MM_TYPE **D31GML01R627 **MM_MEASUREMENT3_VALUE3 **/22 |  | 061207 | 85015100 | AC motors, multi-phase, of an output > 37,5 W but <= 750 W |  | CLEANSED | MOTOR | GEAR | [5 empty] | D31GML01R627 |  | POWER | 0,25KW | NOMINAL VOLTAGE |  | NOMINAL ROTATION SPEED |  | MOUNTING POSITION |  | GEAR RATIO |  |  |  | REF:22 |  |  |  |  | URL NOT FOUND |  |  |  | QC Completed
STP_008 | Data Enrichment | SFU | OK | 04-07-2023 | 10-07-2023 | MUF | OK | 2023-07-14 |  | 150564 |  | 150564 | M | ZRSA | EN | 06 | [7 empty] | PC | 0 | 0 | KG | 0 | 0 | [5 empty] | PC |  | Z002 | [12 empty] | VAIHDEMOOTT IBC-1424AP80-4 | GEAR MODULE IBC-1424AP80-4 | MM_DIMENSION1_VALUE1 **0.75KW **MM_TYPE **IBC-1424AP80-4 **MM_DIMENSION3_VALUE3 **/31 **MM_MANUFACTURER **PUJOL MUNTALA SA |  | 061207 | 85015100 | AC motors, multi-phase, of an output > 37,5 W but <= 750 W |  | CLEANSED | MOTOR | GEAR |  |  | PUJOL MUNTALA SA | OEM |  | IBC-1424AP80-4 |  | POWER | 0,75KW | NOMINAL VOLTAGE |  | NOMINAL ROTATION SPEED |  | MOUNTING POSITION |  | GEAR RATIO |  |  |  | REF:31 |  |  |  |  | URL NOT FOUND |  |  |  | QC Completed
STP_008 | Data Enrichment | SFU | OK | 04-07-2023 | 11-07-2023 | MUF | OK | 2023-07-14 |  | 150565 |  | 150565 | M | ZRSA | EN | 06 | [7 empty] | PC | 0 | 0 | KG | 0 | 0 | [5 empty] | PC |  | Z002 | [12 empty] | VAIHDEMOOTT MRAS25 | GEAR MODE MRAS25 | MM_MEASUREMENT1_VALUE1 **1.5KW **MM_TYPE **MRAS25 **MM_MEASUREMENT3_VALUE3 **/22 **MM_MANUFACTURER **BONFIGLIOLI |  | 061207 | 85015220 | AC motors, multi-phase, of an output > 750 W but <= 7,5 kW |  | CLEANSED | MOTOR | GEAR |  |  | BONFIGLIOLI | OEM |  | MRAS25 |  | POWER | 1,5KW | NOMINAL VOLTAGE |  | NOMINAL ROTATION SPEED |  | MOUNTING POSITION |  | GEAR RATIO |  |  |  | REF:22 |  |  |  |  | https://www.jaescompany.com/product.php?lang=pt&productid=283872&code=MRAS20/D-020566 |  |  | URL for Reference only | QC Completed
STP_008 | Data Enrichment | SFU | OK | 04-07-2023 | 11-07-2023 | MUF | OK | 2023-07-14 |  | 150566 |  | 150566 | M | ZRSA | EN | 06 | [7 empty] | PC | 0 | 0 | KG | 0 | 0 | [5 empty] | PC |  | Z002 | [12 empty] | VAIHDEMOOTT MRAS25 | GEAR MODE MRAS25 | MM_MEASUREMENT1_VALUE1 **3KW **MM_TYPE **MRAS25 **MM_MEASUREMENT3_VALUE3 **/112 **MM_MANUFACTURER **BONFIGLIOLI |  | 061207 | 85015220 | AC motors, multi-phase, of an output > 750 W but <= 7,5 kW |  | CLEANSED | MOTOR | GEAR |  |  | BONFIGLIOLI | OEM |  | MRAS25 |  | POWER | 3KW | NOMINAL VOLTAGE |  | NOMINAL ROTATION SPEED |  | MOUNTING POSITION |  | GEAR RATIO |  |  |  | REF:112 |  |  |  |  | https://www.jaescompany.com/product.php?lang=pt&productid=283872&code=MRAS20/D-020566 |  |  | URL for Reference only | QC Completed
STP_008 | Data Enrichment | SFU | OK | 04-07-2023 | 11-07-2023 | MUF | OK | 2023-07-14 |  | 150569 |  | 150569 | M | ZRSA | EN | 06 | [7 empty] | PC | 0 | 0 | KG | 0 | 0 | [5 empty] | PC |  | Z002 | [12 empty] | VAIHDEMOOTT UABF240MT71A14F | GEARMOD UABF240MT71A14F | MM_MEASUREMENT1_VALUE1 **0.25KW **MM_TYPE **UABF240MT71A14F **MM_MEASUREMENT3_VALUE3 **/70 **MM_MANUFACTURER **WEAPON |  | 061207 | 85015100 | AC motors, multi-phase, of an output > 37,5 W but <= 750 W |  | CLEANSED | MOTOR | GEAR |  |  | WEAPON | OEM |  | UABF240MT71A14F |  | POWER | 0,25KW | NOMINAL VOLTAGE |  | NOMINAL ROTATION SPEED |  | MOUNTING POSITION |  | GEAR RATIO |  |  |  | REF:70 |  |  |  |  | URL NOT FOUND |  |  |  | QC Completed
STP_008 | Data Enrichment | SFU | OK | 04-07-2023 | 13-07-2023 | MUF | OK | 2023-07-14 |  | 185419 |  | 185419 | M | ZRSA | EN | 06 | [7 empty] | PC | 0 | 0 | KG | 0 | 0 | [5 empty] | PC |  | Z002 | [12 empty] | ACMOTOR 50/60HZ 1,9KW 241485¦ACMOOTTORI 50/60HZ 1,9KW 241485 | ACMOTOR 50/60HZ 1.9KW 241485¦ACMOTOR 50/60HZ 1.9KW 241485 | MM_PROPERTY **AC MOTOR **MM_MANUFACTURER_NO **241485 **MM_MANUFACTURER **SCHELLING |  | 061201 | 85015220 | AC motors, multi-phase, of an output > 750 W but <= 7,5 kW |  | CLEANSED | MOTOR | AC |  |  | IMA SCHELLING GROUP | OEM | 241485 |  |  | FRAME SIZE |  | POWER RATING | 1,9KW | VOLTAGE RATING |  | CURRENT RATING |  | NUMBER OF POLES |  |  |  | FREQUENCY:50/60HZ |  |  |  |  | URL NOT FOUND |  |  |  | QC Completed
STP_008 | Data Enrichment | SFU | OK | 04-07-2023 | 13-07-2023 | MUF | OK | 2023-07-14 |  | 192320 |  | 192320 | M | ZRSA | EN | 06 | [7 empty] | PC | 0 | 0 | KG | 0 | 0 | [5 empty] | PC |  | Z002 | [12 empty] | MOTOR 110 kW W22 PREMIUM¦ACMOOTT. W22 PREMIUM | MOTOR 110 kW W22 PREMIUM¦ACMOOTT. W22 PREMIUM | MM_TYPE **W22 PREMIUM **MM_MANUFACTURER **WEG |  | 061201 | 85015381 | AC motors, multi-phase, of an output of > 75 kW but <= 375 kW (excl. traction motors) |  | CLEANSED | MOTOR | AC |  |  | WEG | OEM |  | W22 PREMIUM |  | FRAME SIZE |  | POWER RATING | 110KW | VOLTAGE RATING |  | CURRENT RATING |  | NUMBER OF POLES | [8 empty] | https://static.weg.net/medias/downloadcenter/h1a/h70/WEG-w22-three-phase-induction-motor-technical-african-market-50024206-brochure-english-web.pdf |  |  | URL for Reference only | QC Completed
STP_008 | Data Enrichment | NEN | OK | 10-07-2023 | 11-07-2023 | MUF | OK | 2023-07-14 |  | 166135 |  | 166135 | M | ZRSA | EN | 06 | [7 empty] | PC | 0 | 0 | KG | 0 | 0 | [5 empty] | PC |  | Z002 | [12 empty] | VAIHDEMOOTT R80 D132M 8/2 BS B3 | GEAR MOOT R80 D132M 8/2 BS B3 | MM_MEASUREMENT1_VALUE1 **1.2/4KW **MM_TYPE **R80 D132M 8/2 BS B3 **MM_MEASUREMENT3_VALUE3 **18.5/72 **MM_MANUFACTURER **SEW |  | 061207 | 85015220 | AC motors, multi-phase, of an output > 750 W but <= 7,5 kW |  | ENRICHED | MOTOR | GEAR | HELICAL |  | SEW-EURODRIVE | OEM |  | R80 D132M 8/2 BS B3 |  | POWER | 1,2/4KW | NOMINAL VOLTAGE |  | NOMINAL ROTATION SPEED | 72/18,5RPM | MOUNTING POSITION | B3 | GEAR RATIO | [8 empty] | https://download.sew-eurodrive.com/download/pdf/11358912.pdf |  |  | Series Match | QC Completed
STP_008 | Data Enrichment | NEN | OK | 10-07-2023 | 11-07-2023 | MUF | OK | 2023-07-14 |  | 166137 |  | 166137 | M | ZRSA | EN | 06 | [7 empty] | PC | 0 | 0 | KG | 0 | 0 | [5 empty] | PC |  | Z002 | [12 empty] | VAIHDEMOOTT R57 DRE100M4 | GEAR MOD R57 DRE100M4 | MM_MEASUREMENT1_VALUE1 **2.2KW **MM_TYPE **R57 DRE100M4 **MM_MEASUREMENT4_VALUE4 **I=14.77 AS.M1 **MM_MEASUREMENT2_VALUE2 **400V **MM_MEASUREMENT3_VALUE3 **/96 **MM_MANUFACTURER **SEW |  | 061207 | 85015220 | AC motors, multi-phase, of an output > 750 W but <= 7,5 kW |  | ENRICHED | MOTOR | GEAR | HELICAL |  | SEW-EURODRIVE | OEM |  | R57 DRE100M4 |  | POWER | 2,2KW | NOMINAL VOLTAGE | 400VAC | NOMINAL ROTATION SPEED | 96RPM | MOUNTING POSITION | M1 | GEAR RATIO | 14,77 |  |  | AS |  |  |  |  | https://download.sew-eurodrive.com/download/pdf/11358912.pdf |  |  | Series Match | QC Completed
STP_008 | Data Enrichment | NEN | OK | 10-07-2023 | 11-07-2023 | MUF | OK | 2023-07-14 |  | 166143 |  | 166143 | M | ZRSA | EN | 06 | [7 empty] | PC | 0 | 0 | KG | 0 | 0 | [5 empty] | PC |  | Z002 | [12 empty] | HAMMASVAIHDEM R37 DRE 90 L4 B3 | GEAR GEAR R37 DRE 90 L4 B3 | MM_MEASUREMENT1_VALUE1 **1.5 KW **MM_TYPE **R37 DRE 90 L4 B3 **MM_MEASUREMENT3_VALUE3 **1500/214 **MM_MANUFACTURER **SEW |  | 061207 | 85015220 | AC motors, multi-phase, of an output > 750 W but <= 7,5 kW |  | ENRICHED | MOTOR | GEAR | HELICAL |  | SEW-EURODRIVE | OEM |  | R37 DRE 90 L4 B3 |  | POWER | 1,5 KW | NOMINAL VOLTAGE |  | NOMINAL ROTATION SPEED | 1500/214RPM | MOUNTING POSITION | B3 | GEAR RATIO | [8 empty] | https://download.sew-eurodrive.com/download/pdf/11358912.pdf |  |  | Series Match | QC Completed
STP_008 | Data Enrichment | NEN | OK | 10-07-2023 | 11-07-2023 | MUF | OK | 2023-07-14 |  | 166144 |  | 166144 | M | ZRSA | EN | 06 | [7 empty] | PC | 0 | 0 | KG | 0 | 0 | [5 empty] | PC |  | Z002 | [12 empty] | HAMMASVAIHDEM KA 37/T DRS71 M4 BE1 | GEAR GEAR KA 37/T DRS71 M4 BE1 | MM_MEASUREMENT1_VALUE1 **0.55 KW **MM_TYPE **KA 37/T DRS71 M4 BE1 **MM_MEASUREMENT3_VALUE3 **1500/130 **MM_MANUFACTURER_NO **64.7407980601.0001.17.80 **MM_MANUFACTURER **SEW |  | 061207 | 85015100 | AC motors, multi-phase, of an output > 37,5 W but <= 750 W |  | ENRICHED | MOTOR | GEAR | HELICAL BEVEL |  | SEW-EURODRIVE | OEM | 64.7407980601.0001.17.80 | KA 37/T DRS71 M4 BE1 |  | POWER | 0,55KW | NOMINAL VOLTAGE |  | NOMINAL ROTATION SPEED | 1500/130RPM | MOUNTING POSITION | M4 | GEAR RATIO | [8 empty] | https://download.sew-eurodrive.com/download/pdf/11358912.pdf |  |  | Series Match | QC Completed
STP_008 | Data Enrichment | NEN | OK | 10-07-2023 | 11-07-2023 | MUF | OK | 2023-07-14 |  | 166161 |  | 166161 | M | ZRSA | EN | 06 | [7 empty] | PC | 0 | 0 | KG | 0 | 0 | [5 empty] | PC |  | Z002 | [12 empty] | VAIHDEMOOTT WA20 DR63L2 | GEAR MOD WA20 DR63L2 | MM_MEASURE1_VALUE1 **0.37KW **MM_TYPE **WA20 DR63L2 **MM_MEASURE2_VALUE2 **400V **MM_MEASURE3_VALUE3 **2650/185 **MM_MANUFACTURER **SEW |  | 061207 | 85015100 | AC motors, multi-phase, of an output > 37,5 W but <= 750 W |  | ENRICHED | MOTOR | GEAR | SPIROPLAN RIGHT ANGLE |  | SEW-EURODRIVE | OEM |  | WA20 DR63L2 |  | POWER | 0,37KW | NOMINAL VOLTAGE | 400VAC | NOMINAL ROTATION SPEED | 2650/185RPM | MOUNTING POSITION |  | GEAR RATIO | [8 empty] | https://download.sew-eurodrive.com/download/pdf/11358912.pdf |  |  | Series Match | QC Completed
STP_008 | Data Enrichment | NEN | OK | 10-07-2023 | 11-07-2023 | MUF | OK | 2023-07-14 |  | 166208 |  | 166208 | M | ZRSA | EN | 06 | [7 empty] | PC | 0 | 0 | KG | 0 | 0 | [5 empty] | PC |  | Z002 | [12 empty] | VAIHDEMOOTT K77 DRS100 M4/TF/V | GEARBOX K77 DRS100 M4/TF/V | MM_MEASUREMENT1_VALUE1 **3 KW **MM_TYPE **K77 DRS100 M4/TF/V **MM_MEASUREMENT3_VALUE3 **1400 / 27 **MM_MANUFACTURER **SEW |  | 061207 | 85015220 | AC motors, multi-phase, of an output > 750 W but <= 7,5 kW |  | ENRICHED | MOTOR | GEAR | HELICAL BEVEL |  | SEW-EURODRIVE | OEM | K77 DRS100 M4/TF/V |  |  | POWER | 3KW | NOMINAL VOLTAGE |  | NOMINAL ROTATION SPEED | 1400/27RPM | MOUNTING POSITION | M4 | GEAR RATIO | [8 empty] | https://download.sew-eurodrive.com/download/pdf/11358912.pdf |  |  | Series Match | QC Completed
STP_008 | Data Enrichment | NEN | OK | 10-07-2023 | 11-07-2023 | MUF | OK | 2023-07-14 |  | 166502 |  | 166502 | M | ZRSA | EN | 06 | [7 empty] | PC | 0 | 0 | KG | 0 | 0 | [5 empty] | PC |  | Z002 | [12 empty] | VAIHDEMOOTT FA107 G DRS 100M4 | GEAR MOD FA107 G DRS 100M4 | MM_MEASUREMENT1_VALUE1 **3KW **MM_TYPE **FA107 G DRS 100 M4 **MM_MEASUREMENT2_VALUE2 **N2=5.5 1/MIN **MM_MANUFACTURER **SEW |  | 061207 | 85015220 | AC motors, multi-phase, of an output > 750 W but <= 7,5 kW |  | ENRICHED | MOTOR | GEAR | PARALLEL SHAFT HELICAL |  | SEW-EURODRIVE | OEM |  | FA107 G DRS 100M4 |  | POWER | 3KW | NOMINAL VOLTAGE |  | NOMINAL ROTATION SPEED | 5,5RPM | MOUNTING POSITION | M4 | GEAR RATIO | [8 empty] | https://download.sew-eurodrive.com/download/pdf/11358912.pdf |  |  | Series Match | QC Completed
STP_008 | Data Enrichment | NEN | OK | 10-07-2023 | 11-07-2023 | MUF | OK | 2023-07-14 |  | 166561 |  | 166561 | M | ZRSA | EN | 06 | [7 empty] | PC | 0 | 0 | KG | 0 | 0 | [5 empty] | PC |  | Z002 | [12 empty] | VAIHDEMOOTT R37 DRE90 M4 BE2 | GEAR MOOT R37 DRE90 M4 BE2 | MM_FEATURE **BRAKE 400V, M 20NM **MM_MEASUREMENT1_VALUE1 **1.1KW **MM_TYPE **R37 DRE90 M4 BE2 **MM_MEASUREMENT4_VALUE4 **AS.B3 **MM_LISAT_1 **NEW TYPE FOR ITEM 162008 **MM_MEASUREMENT2_VALUE2 **400V ** MM_MEASUREMENT3_VALUE3 **1420/329 **MM_MANUFACTURER_NO **64.7187992801.0001.15.80 **MM_MANUFACTURER **SEW |  | 061207 | 85015220 | AC motors, multi-phase, of an output > 750 W but <= 7,5 kW |  | ENRICHED | MOTOR | GEAR | HELICAL |  | SEW-EURODRIVE | OEM | 64.7187992801.0001.15.80 | R37 DRE90 M4 BE2 |  | POWER | 1,1KW | NOMINAL VOLTAGE | 400VAC | NOMINAL ROTATION SPEED | 1420/329RPM | MOUNTING POSITION | M4/B3 | GEAR RATIO |  |  |  | TORQUE RATING:20NM |  |  |  |  | https://download.sew-eurodrive.com/download/pdf/11358912.pdf |  |  | Series Match | QC Completed
STP_008 | Data Enrichment | NEN | OK | 10-07-2023 | 11-07-2023 | MUF | OK | 2023-07-14 |  | 166768 |  | 166768 | M | ZRSA | EN | 06 | [7 empty] | PC | 0 | 0 | KG | 0 | 0 | [5 empty] | PC |  | Z002 | [12 empty] | VAIHDEMOOTT FH77/G DRS132S4 | GEARBOX FH77/G DRS132S4 | MM_MEASUREMENT1_VALUE1 **5.5KW **MM_TYPE **FH77/G DRS132S4 **MM_MEASUREMENT4_VALUE4 **I=19.7 AS. M1 **MM_MEASUREMENT2_VALUE2 **400V **MM_MEASUREMENT3_VALUE3 **1445/73 **MM_MANUFACTURER_NO **64.1367331401.0001.10.70 **MM_MANUFACTURER **SEW |  | 061207 | 85015220 | AC motors, multi-phase, of an output > 750 W but <= 7,5 kW |  | ENRICHED | MOTOR | GEAR | PARALLEL SHAFT HELICAL |  | SEW-EURODRIVE | OEM | 64.1367331401.0001.10.70 | FH77/G DRS132S4 |  | POWER | 5,5KW | NOMINAL VOLTAGE | 400VAC | NOMINAL ROTATION SPEED | 1445/73RPM | MOUNTING POSITION | M1 | GEAR RATIO | 19,7 | [7 empty] | https://download.sew-eurodrive.com/download/pdf/11358912.pdf |  |  | Series Match | QC Completed
STP_008 | Data Enrichment | NEN | OK | 10-07-2023 | 11-07-2023 | MUF | OK | 2023-07-14 |  | 166806 |  | 166806 | M | ZRSA | EN | 06 | [7 empty] | PC | 0 | 0 | KG | 0 | 0 | [5 empty] | PC |  | Z002 | [12 empty] | VAIHDE 800730039000 | GEAR 800730039000 | MM_TYPE **REDUCER **MM_MANUFACTURER_NO **800730000000 **MM_MANUFACTURER **IMEAS |  | 060760 | 85014020 | AC motors, single phase, of an output of > 37,5 W but <= 750 W |  | ENRICHED | MOTOR | GEAR | REDUCER |  | IMEAS SPA | OEM | 800730000000 |  |  | POWER |  | NOMINAL VOLTAGE |  | NOMINAL ROTATION SPEED |  | MOUNTING POSITION |  | GEAR RATIO |  |  |  | ALTERNATE MPN:800730039000 |  |  |  |  | https://download.sew-eurodrive.com/download/pdf/11358912.pdf |  |  | Series Match | QC Completed
STP_008 | Data Enrichment | NEN | OK | 10-07-2023 | 12-07-2023 | MUF | OK | 2023-07-14 |  | 167060 |  | 167060 | M | ZRSA | EN | 06 | [7 empty] | PC | 0 | 0 | KG | 0 | 0 | [5 empty] | PC |  | Z002 | [12 empty] | VAIHDE CNVXS6125ELB-21/G24/115 I=21 | GEAR CNVXS6125ELB-21/G24/115 I=21 | MM_PROPERTY **INC. SWITCH UM 115 E COMP. **MM_MEASUREMENT1_VALUE1 **D1=24X50 **MM_TYPE **CNVXS6125ELB-21/G24/115 **MM_MEASUREMENT4_VALUE4 **I=21 **MM_MEASUREMENT2_VALUE2 **B1=95 **MM_MEASUREMENT3_VALUE3 **E1=115 **MM_MANUFACTURER_NO **1110706 (SKS) **MM_MANUFACTURER **SUMIMOTO CYCLO EUROPE |  | 060601 | 85014020 | AC motors, single phase, of an output of > 37,5 W but <= 750 W |  | CLEANSED | MOTOR | GEAR |  |  | SUMIMOTO CYCLO EUROPE | OEM | 1110706 | CNVXS6125ELB-21/G24/115 |  | POWER |  | NOMINAL VOLTAGE |  | NOMINAL ROTATION SPEED |  | MOUNTING POSITION |  | GEAR RATIO | 21 |  |  | ALTERNATE MFR:SKS,D1:24X50,B1:95,E1:115,INC. SWITCH UM 115 E COMP |  |  |  |  | URL NOT FOUND |  |  |  | QC Completed
STP_008 | Data Enrichment | NEN | OK | 10-07-2023 | 11-07-2023 | MUF | OK | 2023-07-14 |  | 167588 |  | 167588 | M | ZRSA | EN | 06 | [7 empty] | PC | 0 | 0 | KG | 0 | 0 | [5 empty] | PC |  | Z002 | [12 empty] | VAIHDEMOOTT R72 DT100L4¦VAIHDEMOOTT R72 DT100L4 I=12,17 | GEARBOX R72 DT100L4¦GEARBOX R72 DT100L4 I=12.17 | MM_CHARACTERISTIC **3.95A **MM_MEASUREMENT1_VALUE1 **3KW **MM_TYPE **R72 DT100L4 **MM_MEASUREMENT2_VALUE2 **380V **MM_MEASUREMENT3_VALUE3 **1400/115R/MIN **MM_MANUFACTURER_NO **6401.26560.7.01.64001 **MM_MANUFACTURER ** SEW |  | 061207 | 85015220 | AC motors, multi-phase, of an output > 750 W but <= 7,5 kW |  | ENRICHED | MOTOR | GEAR | HELICAL |  | SEW-EURODRIVE | OEM | 6401.26560.7.01.64001 | R72 DT100L4 |  | POWER | 3KW | NOMINAL VOLTAGE | 380VAC | NOMINAL ROTATION SPEED | 1400/115RPM | MOUNTING POSITION |  | GEAR RATIO | 12,17 |  |  | CURRENT RATING:3,95A |  |  |  |  | https://download.sew-eurodrive.com/download/pdf/11358912.pdf |  |  | Series Match | QC Completed
STP_008 | Data Enrichment | NEN | OK | 10-07-2023 | 11-07-2023 | MUF | OK | 2023-07-14 |  | 167591 |  | 167591 | M | ZRSA | EN | 06 | [7 empty] | PC | 0 | 0 | KG | 0 | 0 | [5 empty] | PC |  | Z002 | [12 empty] | VAIHDEMOOTT R702 DV112M4BMG 4KW 160R B3 | GEARBOX R702 DV112M4BMG 4KW 160R B3 | MM_MEASURE1_VALUE1 **4KW **MM_MATERIAL **B3 **MM_TYPE **R702 DV112M4BMG **MM_MEASURE4_VALUE4 **8.7A **MM_MEASURE2_VALUE2 **380V **MM_MEASURE3_VALUE3 **1430/150R/MIN **MM_MANUFACTURER_NO **640127120.7.02.6400 1 * *MM_MANUFACTURER **SEW |  | 061207 | 85015220 | AC motors, multi-phase, of an output > 750 W but <= 7,5 kW |  | ENRICHED | MOTOR | GEAR | HELICAL |  | SEW-EURODRIVE | OEM | 640127120.7.02.6400 1 | R702 DV112M4BMG |  | POWER | 4KW | NOMINAL VOLTAGE | 380VAC | NOMINAL ROTATION SPEED | 1430/150RPM | MOUNTING POSITION | B3 | GEAR RATIO |  |  |  | CURRENT RATING:8,7A |  |  |  |  | https://download.sew-eurodrive.com/download/pdf/11358912.pdf |  |  | Series Match | QC Completed
STP_008 | Data Enrichment | NEN | OK | 10-07-2023 | 11-07-2023 | MUF | OK | 2023-07-14 |  | 167596 |  | 167596 | M | ZRSA | EN | 06 | [7 empty] | PC | 0 | 0 | KG | 0 | 0 | [5 empty] | PC |  | Z002 | [12 empty] | VAIHDEMOOTT RX107 DV160M4 11KW 310R M5 | GEARBOX RX107 DV160M4 11KW 310R M5 | MM_FEATURE **22.5A **MM_MEASUREMENT1_VALUE1 **11KW **MM_TYPE **RX107 DV160M4 **MM_MEASUREMENT4_VALUE4 **4.65 **MM_MEASUREMENT2_VALUE2 **380V **MM_MEASUREMENT3_VALUE3 **1440/310R/MIN **MM_MANUFACTURER_NO **64.01017468.19.0 001. 01.20 **MM_MANUFACTURER **SEW |  | 061207 | 85015230 | AC motors, multi-phase, of an output > 7,5 kW but <= 37 kW |  | ENRICHED | MOTOR | GEAR | HELICAL |  | SEW-EURODRIVE | OEM | 64.01017468.19.0 001. 01.20 | RX107 DV160M4 |  | POWER | 11KW | NOMINAL VOLTAGE | 380VAC | NOMINAL ROTATION SPEED | 1440/310RPM | MOUNTING POSITION | M5 | GEAR RATIO | 4,65 |  |  | CURRENT RATING:22,5A |  |  |  |  | https://download.sew-eurodrive.com/download/pdf/11358912.pdf |  |  | Series Match | QC Completed
STP_008 | Data Enrichment | NEN | OK | 10-07-2023 | 11-07-2023 | MUF | OK | 2023-07-14 |  | 167597 |  | 167597 | M | ZRSA | EN | 06 | [7 empty] | PC | 0 | 0 | KG | 0 | 0 | [5 empty] | PC |  | Z002 | [12 empty] | VAIHDEMOOTT FA107 DV132ML4BM 9,2KW 19R | GEAR MODULE FA107 DV132ML4BM 9.2KW 19R | MM_MEASUREMENT1_VALUE1 **9.2KW **MM_TYPE **FA107 DV132ML4BM **MM_MEASUREMENT4_VALUE4 **H2 **MM_MEASUREMENT2_VALUE2 **380V/A18.7 **MM_MEASUREMENT3_VALUE3 **1440/19R/MIN **MM_MANUFACTURER_NO **6401.34206.8.01.64001 * *MM_MANUFACTURER **SEW |  | 061207 | 85015220 | AC motors, multi-phase, of an output > 750 W but <= 7,5 kW |  | ENRICHED | MOTOR | GEAR | PARALLEL SHAFT HELICAL |  | SEW-EURODRIVE | OEM | 6401.34206.8.01.64001 | FA107 DV132ML4BM |  | POWER | 9,2KW | NOMINAL VOLTAGE | 380VAC | NOMINAL ROTATION SPEED | 1440/19RPM | MOUNTING POSITION | H2 | GEAR RATIO |  |  |  | CURRENT RATING:18,7A |  |  |  |  | https://download.sew-eurodrive.com/download/pdf/11358912.pdf |  |  | Series Match | QC Completed
STP_008 | Data Enrichment | NEN | OK | 10-07-2023 | 11-07-2023 | MUF | OK | 2023-07-14 |  | 167598 |  | 167598 | M | ZRSA | EN | 06 | [7 empty] | PC | 0 | 0 | KG | 0 | 0 | [5 empty] | PC |  | Z002 | [12 empty] | VAIHDEMOOTT R97/A | GEARBOX R97/A | MM_CHARACTERISTIC **A **MM_MEASUREMENT1_VALUE1 **11KW **MM_TYPE **R97/A **MM_MEASUREMENT2_VALUE2 **V **MM_MEASUREMENT3_VALUE3 **1400R/MIN **MM_MANUFACTURER_NO **54.01039862.01.0001.03.20 **MM_MANUFACTURER **SEW |  | 061207 | 85015220 | AC motors, multi-phase, of an output > 750 W but <= 7,5 kW |  | ENRICHED | MOTOR | GEAR | HELICAL |  | SEW-EURODRIVE | OEM | 54.01039862.01.0001.03.20 | R97/A |  | POWER |  | NOMINAL VOLTAGE |  | NOMINAL ROTATION SPEED | 1400RPM | MOUNTING POSITION |  | GEAR RATIO | [8 empty] | https://download.sew-eurodrive.com/download/pdf/11358912.pdf |  |  | Series Match | QC Completed
STP_008 | Data Enrichment | NEN | OK | 10-07-2023 | 11-07-2023 | MUF | OK | 2023-07-14 |  | 167600 |  | 167600 | M | ZRSA | EN | 06 | [7 empty] | PC | 0 | 0 | KG | 0 | 0 | [5 empty] | PC |  | Z002 | [12 empty] | VAIHDEMOOTT NBL1325A38-2 | GEAR MODULE NBL1325A38-2 | MM_FEATURE **15A **MM_MEASUREMENT1_VALUE1 **7.5KW **MM_TYPE **NBL1325A38-2 **MM_MEASUREMENT2_VALUE2 **380V **MM_MEASUREMENT3_VALUE3 **2900R/MIN **MM_MANUFACTURER **WEAPON |  | 061207 | 85015220 | AC motors, multi-phase, of an output > 750 W but <= 7,5 kW |  | CLEANSED | MOTOR | GEAR |  |  | WEAPON |  |  | NBL1325A38-2 |  | POWER | 7,5KW | NOMINAL VOLTAGE | 380VAC | NOMINAL ROTATION SPEED | 2900RPM | MOUNTING POSITION |  | GEAR RATIO |  |  |  | CUREENT RATING:15A |  |  |  |  | https://download.sew-eurodrive.com/download/pdf/11358912.pdf |  |  | Series Match | QC Completed
STP_008 | Data Enrichment | NEN | OK | 10-07-2023 | 11-07-2023 | MUF | OK | 2023-07-14 |  | 167601 |  | 167601 | M | ZRSA | EN | 06 | [7 empty] | PC | 0 | 0 | KG | 0 | 0 | [5 empty] | PC |  | Z002 | [12 empty] | VAIHDEMOOTT RF77 DV132 S4 | GEAR MOD RF77 DV132 S4 | MM_PROPERTIES **11.4A **MM_MEASUREMENT1_VALUE1 **5.5KW **MM_TYPE **RF77 DV132 S4 **MM_MEASUREMENT2_VALUE2 **380V **MM_MEASUREMENT3_VALUE3 **1430/239R/MIN **MM_MANUFACTURER_NO **64.01017460.25.0001.01.20 ** MM_MANUFACTURER **SEW |  | 061207 | 85015220 | AC motors, multi-phase, of an output > 750 W but <= 7,5 kW |  | ENRICHED | MOTOR | GEAR | HELICAL |  | SEW-EURODRIVE | OEM | 64.01017460.25.0001.01.20 | RF77 DV132 S4 |  | POWER | 5,5KW | NOMINAL VOLTAGE | 380VAC | NOMINAL ROTATION SPEED | 1430/239RPM | MOUNTING POSITION |  | GEAR RATIO |  |  |  | CURRENT RATING:11,4A |  |  |  |  | https://download.sew-eurodrive.com/download/pdf/11358912.pdf |  |  | Series Match | QC Completed
STP_008 | Data Enrichment | NEN | OK | 10-07-2023 | 11-07-2023 | MUF | OK | 2023-07-14 |  | 167602 |  | 167602 | M | ZRSA | EN | 06 | [7 empty] | PC | 0 | 0 | KG | 0 | 0 | [5 empty] | PC |  | Z002 | [12 empty] | VAIHDEMOOTT R87 DV132S4/VS 5,5KW 120R M6 | GEARBOX R87 DV132S4/VS 5.5KW 120R M6 | MM_FEATURE **11.4A **MM_MEASURE1_VALUE1 **5.5KW **MM_TYPE **R87 DV132S4/VS **MM_MEASURE2_VALUE2 **380V **MM_MEASURE3_VALUE3 **1430/120R/MIN **MM_MANUFACTURER_NO **64.01018954.01.0002.01.10 * *MM_MANUFACTURER **SEW |  | 061207 | 85015220 | AC motors, multi-phase, of an output > 750 W but <= 7,5 kW |  | ENRICHED | MOTOR | GEAR | HELICAL |  | SEW-EURODRIVE | OEM | 64.01018954.01.0002.01.10 | R87 DV132S4/VS |  | POWER | 5,5KW | NOMINAL VOLTAGE | 380VAC | NOMINAL ROTATION SPEED | 1430/120RPM | MOUNTING POSITION | M6 | GEAR RATIO |  |  |  | CURRENT RATING:11,4A |  |  |  |  | https://download.sew-eurodrive.com/download/pdf/11358912.pdf |  |  | Series Match | QC Completed
STP_008 | Data Enrichment | NEN | OK | 10-07-2023 | 11-07-2023 | MUF | OK | 2023-07-14 |  | 167633 |  | 167633 | M | ZRSA | EN | 06 | [7 empty] | PC | 0 | 0 | KG | 0 | 0 | [5 empty] | PC |  | Z002 | [12 empty] | VAIHDEMOOTT KA67DV100M4/BMG/VS 2,2KW 80R | GEARBOX KA67DV100M4/BMG/VS 2.2KW 80R | MM_MEASURE1_VALUE1 **2.2KW **MM_TYPE **KA67 DV100M4/BMG/VS **MM_MEASURE4_VALUE4 **M2A **MM_LISAT_1 **V-RATIO 17.54 **MM_MEASURE2_VALUE2 **380V/4.9A **MM_MEASURE3_VALUE3 **1410/80R /MIN **MM_MANUFACTURER_NO **64.01017468.39.0001.01.20 **MM_MANUFACTURER **SEW **MM_LISAT_2 **BRAKE 40N, |  | 061207 | 85015220 | AC motors, multi-phase, of an output > 750 W but <= 7,5 kW |  | ENRICHED | MOTOR | GEAR | HELICAL BEVEL |  | SEW-EURODRIVE | OEM | 64.01017468.39.0001.01.20 | KA67DV100M4/BMG/VS |  | POWER | 2,2KW | NOMINAL VOLTAGE | 380VAC | NOMINAL ROTATION SPEED | 1410/80RPM | MOUNTING POSITION | M2A | GEAR RATIO | 17,54 |  |  | CURRENT RATING:4,9A,TORQUE RATING:40NM |  |  |  |  | https://download.sew-eurodrive.com/download/pdf/11358912.pdf |  |  | Series Match | QC Completed
STP_008 | Data Enrichment | NEN | OK | 10-07-2023 | 11-07-2023 | MUF | OK | 2023-07-14 |  | 167648 |  | 167648 | M | ZRSA | EN | 06 | [7 empty] | PC | 0 | 0 | KG | 0 | 0 | [5 empty] | PC |  | Z002 | [12 empty] | VAIHDEMOOTT K47 DT80K4 0,55KW 13R M1A | GEAR MODULE K47 DT80K4 0.55KW 13R M1A | MM_FEATURE **1.75A **MM_MEASURE1_VALUE1 **0.55/0.55KW **MM_TYPE **K47 DT80K4 **MM_MEASURE2_VALUE2 **380V **MM_MEASURE3_VALUE3 **1360/13 1360/16R/MIN **MM_MANUFACTURER_NO **64.1191211901.0001. 07 * *MM_MANUFACTURER **SEW |  | 061207 | 85015100 | AC motors, multi-phase, of an output > 37,5 W but <= 750 W |  | ENRICHED | MOTOR | GEAR | HELICAL BEVEL |  | SEW-EURODRIVE | OEM | 64.1191211901.0001. 07 | K47 DT80K4 |  | POWER | 0,55KW | NOMINAL VOLTAGE | 380VAC | NOMINAL ROTATION SPEED | 1360/13RPM+1360/16RPM | MOUNTING POSITION | M1A | GEAR RATIO |  |  |  | CURRENT RATING:1,75A |  |  |  |  | https://download.sew-eurodrive.com/download/pdf/11358912.pdf |  |  | Series Match | QC Completed
STP_008 | Data Enrichment | NEN | OK | 10-07-2023 | 11-07-2023 | MUF | OK | 2023-07-14 |  | 167659 |  | 167659 | M | ZRSA | EN | 06 | [7 empty] | PC | 0 | 0 | KG | 0 | 0 | [5 empty] | PC |  | Z002 | [12 empty] | VAIHDEMOOTT KH37 DT90S4 1,1KW 206R M1A | GEARBOX KH37 DT90S4 1.1KW 206R M1A | MM_CHARACTERISTIC **2.8A **MM_MEASUREMENT1_VALUE1 **1.1KW **MM_TYPE **KH37 DT90S4 **MM_MEASUREMENT2_VALUE2 **380V **MM_MEASUREMENT3_VALUE3 **1700/250R/MIN **MM_MANUFACTURER_NO **64.1209402001.0001.07 **MM_MANUFACTURER ** SEW |  | 061207 | 85015220 | AC motors, multi-phase, of an output > 750 W but <= 7,5 kW |  | ENRICHED | MOTOR | GEAR | HELICAL BEVEL |  | SEW-EURODRIVE | OEM | 64.1209402001.0001.07 | KH37 DT90S4 |  | POWER | 1,1KW | NOMINAL VOLTAGE | 380VAC | NOMINAL ROTATION SPEED | 1700/250RPM | MOUNTING POSITION |  | GEAR RATIO |  |  |  | CURRENT RATING:2,8A |  |  |  |  | https://download.sew-eurodrive.com/download/pdf/11358912.pdf |  |  | Series Match | QC Completed
STP_008 | Data Enrichment | NEN | OK | 10-07-2023 | 11-07-2023 | MUF | OK | 2023-07-14 |  | 167660 |  | 167660 | M | ZRSA | EN | 06 | [7 empty] | PC | 0 | 0 | KG | 0 | 0 | [5 empty] | PC |  | Z002 | [12 empty] | VAIHDEMOOTT RS7 DT90S4BMG 1,1KW 24R M1 | GEARBOX RS7 DT90S4BMG 1.1KW 24R M1 | MM_PROPERTY **2.8A **MM_MEASURE1_VALUE1 **1.1KW **MM_TYPE **R57 DT90S4/BMG **MM_MEASURE2_VALUE2 **380V **MM_MEASURE3_VALUE3 **1700/30R/MIN **MM_MANUFACTURER_NO **64.1209402007.0001.07 **MM_MANUFACTURER **SEW |  | 061207 | 85015220 | AC motors, multi-phase, of an output > 750 W but <= 7,5 kW |  | ENRICHED | MOTOR | GEAR | HELICAL |  | SEW-EURODRIVE | OEM | 64.1209402007.0001.07 | RS7 DT90S4BMG |  | POWER | 1,1KW | NOMINAL VOLTAGE | 380VAC | NOMINAL ROTATION SPEED | 1700/30RPM | MOUNTING POSITION | M1 | GEAR RATIO |  |  |  | CURRENT RATING:2,8A |  |  |  |  | https://download.sew-eurodrive.com/download/pdf/11358912.pdf |  |  | Series Match | QC Completed
STP_008 | Data Enrichment | NEN | OK | 10-07-2023 | 11-07-2023 | MUF | OK | 2023-07-14 |  | 167682 |  | 167682 | M | ZRSA | EN | 06 | [7 empty] | PC | 0 | 0 | KG | 0 | 0 | [5 empty] | PC |  | Z002 | [12 empty] | VAIHDEMOOTT R40 DT90L2BG 2,2KW 355R B3 | GEARBOX R40 DT90L2BG 2.2KW 355R B3 | MM_CHARACTERISTIC **5.1A **MM_MEASUREMENT1_VALUE1 **2.2KW **MM_TYPE **R40 DT90L2 BG **MM_MEASUREMENT4_VALUE4 **B3 **MM_LISAT_1 **V-RATIO 7.75 **MM_MEASUREMENT2_VALUE2 **380V **MM_MEASUREMENT3_VALUE3 ** 2750/355R/MIN **MM_MANUFACTURER_NO **64.02.6123.6.18.01 **MM_MANUFACTURER **SEW **MM_LISAT_2 **BRAKE 400V/20NM |  | 061207 | 85015220 | AC motors, multi-phase, of an output > 750 W but <= 7,5 kW |  | ENRICHED | MOTOR | GEAR | HELICAL |  | SEW-EURODRIVE | OEM | 64.02.6123.6.18.01 | R40 DT90L2BG |  | POWER | 2,2KW | NOMINAL VOLTAGE | 380VAC | NOMINAL ROTATION SPEED | 2750/355RPM | MOUNTING POSITION | B3 | GEAR RATIO |  |  |  | CURRENT RATING:5,1A,TORQUE RATING:20NM |  |  |  |  | https://download.sew-eurodrive.com/download/pdf/11358912.pdf |  |  | Series Match | QC Completed
STP_008 | Data Enrichment | NEN | OK | 10-07-2023 | 11-07-2023 | MUF | OK | 2023-07-14 |  | 167696 |  | 167696 | M | ZRSA | EN | 06 | [7 empty] | PC | 0 | 0 | KG | 0 | 0 | [5 empty] | PC |  | Z002 | [12 empty] | VAIHDEMOOTT KA37/T DT90L4BMG 1,5KW 263R | GEARBOX KA37/T DT90L4BMG 1.5KW 263R | MM_CHARACTERISTIC **3.7A **MM_MEASUREMENT1_VALUE1 **1.5KW **MM_TYPE **KA37 DT90L4BMG **MM_MEASUREMENT4_VALUE4 **M2A **MM_LISAT_1 **V-RATIO 5.36 **MM_MEASUREMENT2_VALUE2 **400V **MM_MEASUREMENT3_VALUE3 **1410 /263R/MIN **MM_MANUFACTURER_NO **64.1731947501.0001.11.70 **MM_MANUFACTURER **SEW **MM_LISAT_2 **BRAKE 400V/20NM |  | 061207 | 85015220 | AC motors, multi-phase, of an output > 750 W but <= 7,5 kW |  | ENRICHED | MOTOR | GEAR | HELICAL BEVEL |  | SEW-EURODRIVE | OEM | 64.1731947501.0001.11.70 | KA37/T DT90L4BMG |  | POWER | 1,5KW | NOMINAL VOLTAGE | 400VAC | NOMINAL ROTATION SPEED | 1410/263RPM | MOUNTING POSITION | M2A | GEAR RATIO | 5,36 |  |  | CURRENT RATING:3,7A,TORQUE RATING:20NM |  |  |  |  | https://download.sew-eurodrive.com/download/pdf/11358912.pdf |  |  | Series Match | QC Completed
STP_008 | Data Enrichment | NEN | OK | 10-07-2023 | 11-07-2023 | MUF | OK | 2023-07-14 |  | 167719 |  | 167719 | M | ZRSA | EN | 06 | [7 empty] | PC | 0 | 0 | KG | 0 | 0 | [5 empty] | PC |  | Z002 | [12 empty] | VAIHDEMOOTT R40 DT80N2¦VAIHDEMOOTT R40 DT80N2 I=7,75 | GEARBOX R40 DT80N2¦GEARBOX R40 DT80N2 I=7.75 | MM_FEATURE **2.7A **MM_MEASUREMENT1_VALUE1 **1.1KW **MM_TYPE **R40 DT80N2 **MM_MEASUREMENT4_VALUE4 **7.75 **MM_MEASUREMENT2_VALUE2 **415V **MM_MEASUREMENT3_VALUE3 **2700/349R/MIN **MM_MANUFACTURER **SEW |  | 061207 | 85015220 | AC motors, multi-phase, of an output > 750 W but <= 7,5 kW |  | ENRICHED | MOTOR | GEAR | HELICAL |  | SEW-EURODRIVE | OEM | R40 DT80N2 |  |  | POWER | 1,1KW | NOMINAL VOLTAGE | 415VAC | NOMINAL ROTATION SPEED | 2700/349RPM | MOUNTING POSITION |  | GEAR RATIO | 7,75 |  |  | CURRENT RATING:2,7A |  |  |  |  | https://download.sew-eurodrive.com/download/pdf/11358912.pdf |  |  | Series Match | QC Completed
STP_008 | Data Enrichment | NEN | OK | 10-07-2023 | 11-07-2023 | MUF | OK | 2023-07-14 |  | 167735 |  | 167735 | M | ZRSA | EN | 06 | [7 empty] | PC | 0 | 0 | KG | 0 | 0 | [5 empty] | PC |  | Z002 | [12 empty] | VAIHDEMOOTT KA47 DT100L4BM 3KW 133R | GEARBOX KA47 DT100L4BM 3KW 133R | MM_MEASUREMENT1_VALUE1 **3KW **MM_TYPE **KA47D100L4BM **MM_MEASUREMENT2_VALUE2 **I=10.56 **MM_MEASUREMENT3_VALUE3 **133 **MM_MANUFACTURER **SEW |  | 060601 | 85015220 | AC motors, multi-phase, of an output > 750 W but <= 7,5 kW |  | ENRICHED | MOTOR | GEAR | HELICAL BEVEL |  | SEW-EURODRIVE | OEM | KA47 DT100L4BM |  |  | POWER | 3KW | NOMINAL VOLTAGE |  | NOMINAL ROTATION SPEED | 133RPM | MOUNTING POSITION |  | GEAR RATIO | 10,56 | [7 empty] | https://download.sew-eurodrive.com/download/pdf/11358912.pdf |  |  | Series Match | QC Completed
STP_008 | Data Enrichment | NEN | OK | 10-07-2023 | 11-07-2023 | MUF | OK | 2023-07-14 |  | 167743 |  | 167743 | M | ZRSA | EN | 06 | [7 empty] | PC | 0 | 0 | KG | 0 | 0 | [5 empty] | PC |  | Z002 | [12 empty] | VAIHDEMOOTT FA77 DRE132MC4 7,5KW 69RPM | GEAR MODULE FA77 DRE132MC4 7.5KW 69RPM | MM_MEASUREMENT1_VALUE1 **7.5KW **MM_TYPE **FA77 DRE132MC4 **MM_MEASUREMENT4_VALUE4 **I=21.43 **MM_MEASUREMENT3_VALUE3 **69RPM **MM_MANUFACTURER **SEW |  | 061207 | 85015220 | AC motors, multi-phase, of an output > 750 W but <= 7,5 kW |  | ENRICHED | MOTOR | GEAR | PARALLEL SHAFT HELICAL |  | SEW-EURODRIVE | OEM |  | FA77 DRE132MC4 |  | POWER | 7,5KW | NOMINAL VOLTAGE |  | NOMINAL ROTATION SPEED | 69RPM | MOUNTING POSITION |  | GEAR RATIO | 21,43 | [7 empty] | https://download.sew-eurodrive.com/download/pdf/11358912.pdf |  |  | Series Match | QC Completed
STP_008 | Data Enrichment | NEN | OK | 10-07-2023 | 11-07-2023 | MUF | OK | 2023-07-14 |  | 167744 |  | 167744 | M | ZRSA | EN | 06 | [7 empty] | PC | 0 | 0 | KG | 0 | 0 | [5 empty] | PC |  | Z002 | [12 empty] | VAIHDEMOOTT FA97 DRE200L4 30KW 67RPM | GEAR MOOT FA97 DRE200L4 30KW 67RPM | MM_DIMENSION1_VALUE1 **30KW **MM_TYPE **FA97 DRE200L4 **MM_DIMENSION4_VALUE4 **I=22.11 **MM_DIMENSION3_VALUE3 **67RPM **MM_MANUFACTURER **SEW |  | 061207 | 85015230 | AC motors, multi-phase, of an output > 7,5 kW but <= 37 kW |  | ENRICHED | MOTOR | GEAR | PARALLEL SHAFT HELICAL |  | SEW-EURODRIVE | OEM |  | FA97 DRE200L4 |  | POWER | 30KW | NOMINAL VOLTAGE |  | NOMINAL ROTATION SPEED | 67RPM | MOUNTING POSITION |  | GEAR RATIO | 22,11 | [7 empty] | https://download.sew-eurodrive.com/download/pdf/11358912.pdf |  |  | Series Match | QC Completed
STP_008 | Data Enrichment | NEN | OK | 10-07-2023 | 11-07-2023 | MUF | OK | 2023-07-14 |  | 167745 |  | 167745 | M | ZRSA | EN | 06 | [7 empty] | PC | 0 | 0 | KG | 0 | 0 | [5 empty] | PC |  | Z002 | [12 empty] | VAIHDEMOOTT KA97DRE180M4/BE20/TF 15KW 43 | GEAR MODULE KA97DRE180M4/BE20/TF 15KW 43 | MM_MEASUREMENT1_VALUE1 **15KW **MM_TYPE **KA97 DRE180M4/BE20/TF **MM_MEASUREMENT4_VALUE4 **I=34.23 **MM_MEASUREMENT3_VALUE3 **43RPM **MM_MANUFACTURER **SEW |  | 061207 | 85015230 | AC motors, multi-phase, of an output > 7,5 kW but <= 37 kW |  | ENRICHED | MOTOR | GEAR | HELICAL BEVEL |  | SEW-EURODRIVE | OEM |  | KA97DRE180M4/BE20/TF |  | POWER | 15KW | NOMINAL VOLTAGE |  | NOMINAL ROTATION SPEED | 43RPM | MOUNTING POSITION |  | GEAR RATIO | 34,23 | [7 empty] | https://download.sew-eurodrive.com/download/pdf/11358912.pdf |  |  | Series Match | QC Completed
STP_008 | Data Enrichment | NEN | OK | 10-07-2023 | 11-07-2023 | MUF | OK | 2023-07-14 |  | 167835 |  | 167835 | M | ZRSA | EN | 06 | [7 empty] | PC | 0 | 0 | KG | 0 | 0 | [5 empty] | PC |  | Z002 | [12 empty] | VAIHDEMOOTT KH47 DRE100M4/XV1A 2,2kW | GEARBOX KH47 DRE100M4/XV1A 2.2kW | MM_FEATURE **EV1A, TORQUE SUPPORT T **MM_MEASUREMENT1_VALUE1 **2.2KW **MM_TYPE **KH47DRE100M4/XV1A **MM_MEASUREMENT4_VALUE4 **I=9.10 KK=2.10 280 NM **MM_MEASUREMENT2_VALUE2 **400V **MM_MEASUREMENT3_VALUE3 * *1425/157R/MIN **MM_MANUFACTURER **SEW |  | 061207 | 85015220 | AC motors, multi-phase, of an output > 750 W but <= 7,5 kW |  | ENRICHED | MOTOR | GEAR | HELICAL BEVEL |  | SEW-EURODRIVE | OEM | KH47 DRE100M4/XV1A |  |  | POWER | 2,2KW | NOMINAL VOLTAGE | 400VAC | NOMINAL ROTATION SPEED | 1425/157RPM | MOUNTING POSITION |  | GEAR RATIO | 9,1 |  |  | EV1A,TORQUE SUPPORT |  |  |  |  | https://download.sew-eurodrive.com/download/pdf/11358912.pdf |  |  | Series Match | QC Completed
STP_008 | Data Enrichment | NEN | OK | 10-07-2023 | 11-07-2023 | MUF | OK | 2023-07-14 |  | 168088 |  | 168088 | M | ZRSA | EN | 06 | [7 empty] | PC | 0 | 0 | KG | 0 | 0 | [5 empty] | PC |  | Z002 | [12 empty] | VAIHDEMOOTT R47 DRE100M4¦VAIHDEMOOTT R47 DRN100LS4 | GEARBOX R47 DRE100M4¦GEARBOX R47 DRN100LS4 | MM_MEASUREMENT1_VALUE1 **2.2KW/400/690V **MM_TYPE **R47 DRN100LS4 **MM_MEASUREMENT4_VALUE4 **AS M5/270 **MM_MEASUREMENT2_VALUE2 **I=4.34 **MM_MEASUREMENT3_VALUE3 **/334 **MM_MANUFACTURER_NO **64.7456759601. 0001.17 **MM_MANUFACTURER **R47 DRN100LS4 |  | 061207 | 85015220 | AC motors, multi-phase, of an output > 750 W but <= 7,5 kW |  | ENRICHED | MOTOR | GEAR | HELICAL |  | SEW-EURODRIVE | OEM | R47 DRE100M4¦R47 DRN100LS4 |  |  | POWER | 2,2KW | NOMINAL VOLTAGE | 400/690VAC | NOMINAL ROTATION SPEED | 334RPM | MOUNTING POSITION | M5/270DEG | GEAR RATIO | 4,34 |  |  | AS |  |  |  |  | https://download.sew-eurodrive.com/download/pdf/11358912.pdf |  |  | Series Match | QC Completed
STP_008 | Data Enrichment | NEN | OK | 10-07-2023 | 11-07-2023 | MUF | OK | 2023-07-14 |  | 170143 |  | 170143 | M | ZRSA | EN | 06 | [7 empty] | PC | 0 | 0 | KG | 0 | 0 | [5 empty] | PC |  | Z002 | [12 empty] | VAIHDEMOOTT R67 DV100L4/BMG/EV1A¦VAIHDEMOOTT K67 DV100L4/BMG/EV1A | GEARBOX R67 DV100L4/BMG/EV1A¦GEARBOX K67 DV100L4/BMG/EV1A | MM_MEASUREMENT1_VALUE1 **3.0 KW **MM_TYPE **K67 DV100L4/BMG/EV1A **MM_MEASUREMENT4_VALUE4 **I=10.63 **MM_LISAT_1 **BRAKE VOLTAGE 400 AC **MM_MEASUREMENT2_VALUE2 **230/400 V **MM_MEASUREMENT3_VALUE3 ** /132 **MM_MANUFACTURER **SEW **MM_LISAT_2 **INSTALLER M4A |  | 061207 | 85015220 | AC motors, multi-phase, of an output > 750 W but <= 7,5 kW |  | ENRICHED | MOTOR | GEAR | HELICAL |  | SEW-EURODRIVE | OEM | R67 DV100L4/BMG/EV1A¦K67 DV100L4/BMG/EV1A |  |  | POWER | 3KW | NOMINAL VOLTAGE | 230/400VACAC | NOMINAL ROTATION SPEED | 132RPM | MOUNTING POSITION |  | GEAR RATIO | 10,63 | [7 empty] | https://download.sew-eurodrive.com/download/pdf/11358912.pdf |  |  | Series Match | QC Completed
STP_008 | Data Enrichment | NEN | OK | 10-07-2023 | 11-07-2023 | MUF | OK | 2023-07-14 |  | 170157 |  | 170157 | M | ZRSA | EN | 06 | [7 empty] | PC | 0 | 0 | KG | 0 | 0 | [5 empty] | PC |  | Z002 | [10 empty] | VAIHDEMOOTT KH67 DRE100M4BE5/TF/XV1A/V |  | VAIHDEMOOTT KH67 DRE100M4BE5/TF/XV1A/V | GEAR MODULE KH67 DRE100M4BE5/TF/XV1A/V | MM_MEASURE1_VALUE1 **2.2 KW **MM_TYPE **KH67 DRE132S4BE5/TF/XV1A/V **MM_MEASURE4_VALUE4 **I=10.63 **MM_LISAT_1 **BRAKE VOLTAGE 400 AC **MM_MEASURE2_VALUE2 **230/400 V **MM_MEASURE3_VALUE3 **/134 **MM_MANUFACTURER **SEW **MM_LISAT_2 **INSTALLER M4A |  | 061207 | 85015220 | AC motors, multi-phase, of an output > 750 W but <= 7,5 kW |  | ENRICHED | MOTOR | GEAR | HELICAL BEVEL |  | SEW-EURODRIVE | OEM |  | KH67 DRE100M4BE5/TF/XV1A/V |  | POWER | 2,2KW | NOMINAL VOLTAGE | 230/400VACAC | NOMINAL ROTATION SPEED | 134RPM | MOUNTING POSITION | M4A | GEAR RATIO | 10,63 | [7 empty] | https://download.sew-eurodrive.com/download/pdf/11358912.pdf |  |  | Series Match | QC Completed
STP_008 | Data Enrichment | NEN | OK | 10-07-2023 | 11-07-2023 | MUF | OK | 2023-07-14 |  | 170158 |  | 170158 | M | ZRSA | EN | 06 | [7 empty] | PC | 0 | 0 | KG | 0 | 0 | [5 empty] | PC |  | Z002 | [10 empty] | VAIHDEMOOTT KH67 DRE132S4BE5/TF/XV1A/V |  | VAIHDEMOOTT KH67 DRE132S4BE5/TF/XV1A/V | GEAR MODULE KH67 DRE132S4BE5/TF/XV1A/V | MM_MEASURE1_VALUE1 **4.0 KW **MM_TYPE **KH67 DRE132S4BE5/TF/XV1A/V **MM_MEASURE4_VALUE4 **I=10.63 **MM_LISAT_1 **BRAKE VOLTAGE 400 AC **MM_MEASURE2_VALUE2 **230/400 V **MM_MEASURE3_VALUE3 **/137 **MM_MANUFACTURER **SEW **MM_LISAT_2 **INSTALLER M4A |  | 061207 | 85015220 | AC motors, multi-phase, of an output > 750 W but <= 7,5 kW |  | ENRICHED | MOTOR | GEAR | HELICAL BEVEL |  | SEW-EURODRIVE | OEM |  | KH67 DRE132S4BE5/TF/XV1A/V |  | POWER | 4KW | NOMINAL VOLTAGE | 230/400VACAC | NOMINAL ROTATION SPEED | 137RPM | MOUNTING POSITION | M4A | GEAR RATIO | 10,63 | [7 empty] | https://download.sew-eurodrive.com/download/pdf/11358912.pdf |  |  | Series Match | QC Completed
STP_008 | Data Enrichment | NEN | OK | 10-07-2023 | 11-07-2023 | MUF | OK | 2023-07-14 |  | 178197 |  | 178197 | M | ZRSA | EN | 06 | [7 empty] | PC | 0 | 0 | KG | 0 | 0 | [5 empty] | PC |  | Z002 | [12 empty] | VAIHDEMOOT K87/R CMP112M/BY/HR/TF/VR/RH1 | GEARBOX K87/R CMP112M/BY/HR/TF/VR/RH1 | MM_MEASURE1_VALUE1 **400V **MM_TYPE **K87/R CMP112M/BY/HR/TF/VR/RH1M **MM_MEASURE2_VALUE2 **4500/181 R/MIN **MM_MEASURE3_VALUE3 **72.0A **MM_MANUFACTURER **SEW EURODRIVE |  | 061207 | 85015220 | AC motors, multi-phase, of an output > 750 W but <= 7,5 kW |  | ENRICHED | MOTOR | GEAR | HELICAL BEVEL |  | SEW-EURODRIVE | OEM | K87/R CMP112M/BY/HR/TF/VR/RH1 |  |  | POWER |  | NOMINAL VOLTAGE | 400VAC | NOMINAL ROTATION SPEED | 4500/181RPM | MOUNTING POSITION |  | GEAR RATIO |  |  |  | CURRENT RATING:72A |  |  |  |  | https://download.sew-eurodrive.com/download/pdf/11358912.pdf |  |  | Series Match | QC Completed
STP_008 | Data Enrichment | NEN | OK | 10-07-2023 | 11-07-2023 | MUF | OK | 2023-07-14 |  | 178277 |  | 178277 | M | ZRSA | EN | 06 | [7 empty] | PC | 0 | 0 | KG | 0 | 0 | [5 empty] | PC |  | Z002 | [12 empty] | VAIHDEMOOTT FA67 DRS71M6BE1/FG | GEAR MODULE FA67 DRS71M6BE1/FG | MM_DIMENSION1_VALUE1 **O.37KW **MM_TYPE **FA67 DRS71M6BE1/FG **MM_DIMENSION4_VALUE4 **INSTALLATION M3/0(R) **MM_DIMENSION2_VALUE2 **220-242D/380-420Y BRAKE 400V **MM_DIMENSION3_VALUE3 **905/4, 6 I=195.39 **MM_MANUFACTURER **SEW EURODRIVE |  | 061207 | 85015100 | AC motors, multi-phase, of an output > 37,5 W but <= 750 W |  | ENRICHED | MOTOR | GEAR | PARALLEL SHAFT HELICAL |  | SEW-EURODRIVE | OEM |  | FA67 DRS71M6BE1/FG |  | POWER | O,37KW | NOMINAL VOLTAGE | 400VAC | NOMINAL ROTATION SPEED | 905/4,6RPM | MOUNTING POSITION | M3/0DEG | GEAR RATIO | 195,39 |  |  | 220-242D/380-420Y |  |  |  |  | https://download.sew-eurodrive.com/download/pdf/11358912.pdf |  |  | Series Match | QC Completed
STP_008 | Data Enrichment | NEN | OK | 10-07-2023 | 12-07-2023 | MUF | OK | 2023-07-14 |  | 178627 |  | 178627 | M | ZRSA | EN | 06 | [7 empty] | PC | 0 | 0 | KG | 0 | 0 | [5 empty] | PC |  | Z002 | [12 empty] | MOOTTORI K21R 200L 2 NS HW VEM | ENGINE K21R 200L 2 NS HW VEM |  |  | 061201 | 85015230 | AC motors, multi-phase, of an output > 7,5 kW but <= 37 kW |  | ENRICHED | MOTOR | AC |  |  | VEM GROUP | OEM | K21R 200L 2 |  |  | FRAME SIZE | 200L | POWER RATING | 30-36KW | VOLTAGE RATING | 400VAC | CURRENT RATING | 52,5A | NUMBER OF POLES |  |  |  | NS HW |  |  |  |  | https://www.lagerwerk.com/en/electrics-mechanics/drive-technology-engines/engines/10106/vem-k21r-200l-2-tws-hw-090926-three-phase-motor-30-36kw-new | https://www.vem-group.com/fileadmin/content/pdf/Download/Kataloge/Kataloge/Hauptkatalog_2017_KAP2_en.pdf |  | NM Updated Based On Websource | QC Completed
STP_008 | Data Enrichment | NEN | OK | 10-07-2023 | 11-07-2023 | MUF | OK | 2023-07-14 |  | 178806 |  | 178806 | M | ZRSA | EN | 06 | [7 empty] | PC | 0 | 0 | KG | 0 | 0 | [5 empty] | PC |  | Z002 | [12 empty] | VAIHDEMOOTT FA47 DT80K4BM | GEAR MOD FA47 DT80K4BM | MM_FEATURE **180DEG. H2 **MM_MEASUREMENT1_VALUE1 **0.55KW **MM_TYPE **FA47DT80K4BM **MM_MEASUREMENT4_VALUE4 **400V **MM_MEASUREMENT3_VALUE3 **15R/MIN **MM_MANUFACTURER **SEW |  | 061207 | 85015100 | AC motors, multi-phase, of an output > 37,5 W but <= 750 W |  | ENRICHED | MOTOR | GEAR | PARALLEL SHAFT HELICAL |  | SEW-EURODRIVE | OEM |  | FA47 DT80K4BM |  | POWER | 0,55KW | NOMINAL VOLTAGE | 400VAC | NOMINAL ROTATION SPEED | 15RPM | MOUNTING POSITION | H2/180DEG | GEAR RATIO | [8 empty] | https://download.sew-eurodrive.com/download/pdf/11358912.pdf |  |  | Series Match | QC Completed