## Sheet1
Project | Activities | Production User | Production Comments | Start Date | End Date | QC User | QC Comments | Remarks | Griha ID | MATNR | LVORM | MTART | MBRSH | MATKL | MEINS | MFRPN | MFRNR | MFRNR DES | BISMT | MATNR_LONG | BISMT_LONG | MAKTX_MARA | MAKTX_EN | MAKTX_ES | MAKTX_ES to EN Translated | MAKTX_FR | SPRAS | TEXT_EN | TEXT_ES | TEXT_ES to EN Translated | Class_Char_Values | MNFR | PTNO | Verified MNFR from web | MNFR 1 | PTNO 1 | MNFR 2 | PTNO 2 | Reference URL | Reference URL1 | Item Number | DWG | DRAWING VERSION | POS/TAG | Equipment Type | Equipment Manufacturer | Equipment Model | Equipment Serial | Unused Text | Enriched/Cleansed | UNSPSC Ver.23.07 | Noun | Modifier | Attribute Name 1 | Attribute Value 1 | Attribute Name 2 | Attribute Value 2 | Attribute Name 3 | Attribute Value 3 | Attribute Name 4 | Attribute Value 4 | Attribute Name 5 | Attribute Value 5 | Attribute Name 6 | Attribute Value 6 | Attribute Name 7 | Attribute Value 7 | Attribute Name 8 | Attribute Value 8 | Attribute Name 9 | Attribute Value 9 | Attribute Name 10 | Attribute Value 10 | Attribute Name 11 | Attribute Value 11 | Attribute Name 12 | Attribute Value 12 | Attribute Name 13 | Attribute Value 13 | Attribute Name 14 | Attribute Value 14 | Attribute Name 15 | Attribute Value 15 | Attribute Name 16 | Attribute Value 16 | Attribute Name 17 | Attribute Value 17 | Attribute Name 18 | Attribute Value 18 | Attribute Name 19 | Attribute Value 19 | Attribute Name 20 | Attribute Value 20 | Attribute Name 21 | Attribute Value 21 | Attribute Name 22 | Attribute Value 22 | Attribute Name 23 | Attribute Value 23 | Attribute Name 24 | Attribute Value 24 | Attribute Name 25 | Attribute Value 25 | Attribute Name 26 | Attribute Value 26 | Attribute Name 27 | Attribute Value 27 | Attribute Name 28 | Attribute Value 28 | Attribute Name 29 | Attribute Value 29 | Attribute Name 30 | Attribute Value 30 | Attribute Name 31 | Attribute Value 31 | Attribute Name 32 | Attribute Value 32 | Attribute Name 33 | Attribute Value 33 | Attribute Name 34 | Attribute Value 34 | Attribute Name 35 | Attribute Value 35 | Attribute Name 36 | Attribute Value 36 | Status
STP_009 - Lot3 | Data Enrichment | SZU | OK | 2023-07-13 | 2023-07-17 | SFR | OK |  | 1432738 | 1432738 |  | ERSA | M | 1000 | PC |  |  |  | 000000000000063536AZSAPRD |  |  |  |  | DISCO FRICCION PEH-1500X2000 POS 3 | FRICTION DISC PEH-1500X2000 POS 3 |  |  |  | P/SISTEMA ACCIONAMIENTO TRANSPORTE PLACAS NÂº 12.8 FILTROS PRENSA CAL BZS | P/PLATE TRANSPORT DRIVE SYSTEM NO. 12.8 LIME PRESS FILTERS BZS | [8 empty] | URL NOT FOUND |  |  |  |  | 3 | PRESS FILTERS BZS |  | PEH-1500X2000 |  |  | CLEANSED |  | DISC | NO MODIFIER | TYPE | FRICTION | SIZE |  | MATERIAL |  | COATING/FINISH |  | HAZARD CLASS |  | CERTIFICATION/STANDARD |  | ADDITIONAL FEATURES | PLATE TRANSPORT DRIVE SYSTEM NO. 12.8 LIME | [58 empty] | QC Completed
STP_009 - Lot3 | Data Enrichment | SZU | OK | 2023-07-13 | 2023-07-17 | SFR | OK |  | 1436993 | 1436993 |  | ERSA | M | 1000 | PC |  |  |  | 000000000000053442AZSAPRD |  |  |  |  | DISCO LAMINAS PFERD POLIFAN PFC12522A 80 | PLATE DISC PFERD POLIFAN PFC12522A 80 |  |  |  | 125X22.2 MM CONICO | 125X22.2 MM CONICAL |  | PFERD | PFC12522A80 | [5 empty] | https://www.colliermiller.com.au/pfc12522a80-pferd-125mm-polifan-80-grit-22-2mm-bore-a-oxide | [10 empty] | ENRICHED |  | DISC | ABRASIVE | TYPE | POLIFAN | OUTSIDE DIAMETER | 125MM | FACE WIDTH |  | ARBOR SIZE | 22.2MM | INSIDE DIAMETER |  | MOUNTING TYPE |  | GRIT | 80 | ABRASIVE MATERIAL | ALUMINUM OXIDE | BACKING MATERIAL |  | COLOR |  | SPEED RATING |  | CERTIFICATION/STANDARD |  | ADDITIONAL FEATURES | CONICAL | [46 empty] | QC Completed
STP_009 - Lot3 | Data Enrichment | SZU | OK | 2023-07-13 | 2023-07-17 | SFR | OK |  | 1433143 | 1433143 |  | ERSA | M | 1000 | PC |  |  |  | 000000000000028287AZSAPRD |  |  |  |  | DISCO LIJA PFERD FS 115-22 A 24 | SANDPAPER DISC PFERD FS 115-22 A 24 | [6 empty] | PFERD | FS 115-22A24 | [5 empty] | https://www.pferd.com.au/resin-fibre-disc-aluminium-oxide-fs-115-22-a-24 | [10 empty] | ENRICHED |  | DISC | ABRASIVE | TYPE | SLOTTED/SANDPAPAER | OUTSIDE DIAMETER | 115 MM | FACE WIDTH |  | ARBOR SIZE | 22MM | INSIDE DIAMETER |  | MOUNTING TYPE |  | GRIT | 24 | ABRASIVE MATERIAL | ALUMINUM OXIDE | BACKING MATERIAL | RESIN FIBER | COLOR |  | SPEED RATING | 13300RPM | CERTIFICATION/STANDARD |  | ADDITIONAL FEATURES | [47 empty] | QC Completed
STP_009 - Lot3 | Data Enrichment | SZU | OK | 2023-07-13 | 2023-07-17 | SFR | OK |  | 1432424 | 1432424 |  | ERSA | M | 3000 | ST |  |  |  | 000000000000056078AZSAPRD |  |  |  |  | DISCO MANDO LADO ACCIONAMIENTO POS 30.01 | CONTROL DISC DRIVE SIDE POS 30.01 |  |  |  | REF S835071 BOMBA ELMO-F 2BE3400-2BY4-Z NÂº 81490300/001 PASAR A ZRCD CUANDO STOCK=0 | REF S835071 ELMO-F PUMP 2BE3400-2BY4-Z NÂº 81490300/001 GO TO ZRCD WHEN STOCK=0 |  |  | S835071 | [5 empty] | URL NOT FOUND |  |  |  |  | 30.01 | ELMO-F PUMP |  | 2BE3400-2BY4-Z | 81490300/001 |  | CLEANSED |  | DISC | ABRASIVE | TYPE |  | OUTSIDE DIAMETER |  | FACE WIDTH |  | ARBOR SIZE |  | INSIDE DIAMETER |  | MOUNTING TYPE |  | GRIT |  | ABRASIVE MATERIAL |  | BACKING MATERIAL |  | COLOR |  | SPEED RATING |  | CERTIFICATION/STANDARD |  | ADDITIONAL FEATURES | CONTROL DRIVE SIDE, GO TO ZRCD WHEN STOCK=0 | [46 empty] | QC Completed
STP_009 - Lot3 | Data Enrichment | SZU | OK | 2023-07-13 | 2023-07-17 | SFR | OK |  | 1432423 | 1432423 |  | ERSA | M | 3000 | ST |  |  |  | 000000000000056079AZSAPRD |  |  |  |  | DISCO MANDO LADO OPU. ACC. POS 30.02 | OPU SIDE CONTROL DISC. acc. POS 30.02 |  |  |  | REF S835076 BOMBA ELMO-F 2BE3400-2BY4-Z NÂº 81490300/001 PASAR A ZRCD CUANDO STOCK=0 | REF S835076 ELMO-F PUMP 2BE3400-2BY4-Z NÂº 81490300/001 GO TO ZRCD WHEN STOCK=0 |  |  | S835076 | [5 empty] | URL NOT FOUND |  |  |  |  | 30.02 | ELMO-F PUMP |  | 2BE3400-2BY4-Z | 81490300/001 |  | CLEANSED |  | DISC | ABRASIVE | TYPE |  | OUTSIDE DIAMETER |  | FACE WIDTH |  | ARBOR SIZE |  | INSIDE DIAMETER |  | MOUNTING TYPE |  | GRIT |  | ABRASIVE MATERIAL |  | BACKING MATERIAL |  | COLOR |  | SPEED RATING |  | CERTIFICATION/STANDARD |  | ADDITIONAL FEATURES | OPU SIDE CONTROL, GO TO ZRCD WHEN STOCK=0 | [46 empty] | QC Completed
STP_009 - Lot3 | Data Enrichment | SZU | OK | 2023-07-13 | 2023-07-17 | SFR | OK |  | 1429263 | 1429263 |  | ERSA | M | 2240 | ST |  |  |  | 000000000000057119AZSAPRD |  |  |  |  | DISCO P/VALVULA MARIPOSA SAUNDERS DN250 | DISC FOR BUTTERFLY VALVE SAUNDERS DN250 |  |  |  | RECUBIERTO DE HOSTALEN | COVERED WITH HOSTELEN | [8 empty] | URL NOT FOUND | [10 empty] | CLEANSED |  | DISC | VALVE | VALVE TYPE | BUTTERFLY SAUNDERS | VALVE SIZE | DN250 | DISC MATERIAL |  | SIZE |  | HAZARD CLASS |  | CERTIFICATION/STANDARD |  | ADDITIONAL FEATURES | COVERED WITH HOSTELEN | [58 empty] | QC Completed
STP_009 - Lot3 | Data Enrichment | SZU | OK | 2023-07-13 | 2023-07-17 | SFR | OK |  | 1438975 | 1438975 |  | ERSA | M | 1000 | PC |  |  |  | 000000000000007918AZSAPRD |  |  |  |  | DISCO PARA BRAZO TRANSPORTADOR | DISC FOR CONVEYOR ARM |  |  |  | S/P.2392-028 Rev.2 MAQUINA ARRANCADO ELECTROLISIS. | S/P.2392-028 Rev.2 ELECTROLYSIS MACHINE STARTED. |  |  | 2392-028 | [5 empty] | URL NOT FOUND |  |  |  | REV.2 | [6 empty] | CLEANSED |  | DISC | NO MODIFIER | TYPE | CONVEYOR ARM | SIZE |  | MATERIAL |  | COATING/FINISH |  | HAZARD CLASS |  | CERTIFICATION/STANDARD |  | ADDITIONAL FEATURES | ELECTROLYSIS MACHINE STARTED | [58 empty] | QC Completed
STP_009 - Lot3 | Data Enrichment | SZU | OK | 2023-07-13 | 2023-07-17 | SFR | OK |  | 1435846 | 1435846 |  | ERSA | M | 3000 | ST |  |  |  | 000000000000002558AZSAPRD |  |  |  |  | DISCO PISTON EXTERNO POS.22 | EXTERNAL PISTON DISC POS.22 |  |  |  | REF.15-4550-03 P/BOMBA WILDEN P15/SSAAP/VT/VT/014 | REF.15-4550-03 P/WILDEN PUMP P15/SSAAP/VT/VT/014 |  | WILDEN PUMP | 15-4550-03 | [5 empty] | https://www.pumpandvalve.com/wp-content/uploads/2016/02/PV15-ORG-MTL-EOM.pdf |  |  |  |  | POS 22 | PUMP |  | P15/SSAAP/VT/VT/014 |  |  | CLEANSED |  | PISTON | NO MODIFIER | TYPE | EXTERNAL | DIAMETER |  | LENGTH |  | GROOVE WIDTH |  | GROOVE DEPTH |  | MATERIAL |  | PRESSURE RATING |  | TEMPERATURE RATING |  | HAZARD CLASS |  | CERTIFICATION/STANDARD |  | ADDITIONAL FEATURES | [51 empty] | QC Completed
STP_009 - Lot3 | Data Enrichment | SZU | OK | 2023-07-13 | 2023-07-17 | SFR | OK |  | 1435847 | 1435847 |  | ERSA | M | 3000 | ST |  |  |  | 000000000000002557AZSAPRD |  |  |  |  | DISCO PISTON INTERNO POS.18 | INTERNAL PISTON DISC POS.18 |  |  |  | REF.15-3700-01 P/BOMBA WILDEN P15/SSAAP/VT/VT/014 | REF.15-3700-01 P/PUMP WILDEN P15/SSAAP/VT/VT/014 |  | WILDEN PUMP | 15-3700-01 | [5 empty] | https://www.pumpandvalve.com/wp-content/uploads/2016/02/PV15-ORG-MTL-EOM.pdf |  |  |  |  | POS 18 | PUMP |  | P15/SSAAP/VT/VT/014 |  |  | CLEANSED |  | PISTON | NO MODIFIER | TYPE | INTERNAL | DIAMETER |  | LENGTH |  | GROOVE WIDTH |  | GROOVE DEPTH |  | MATERIAL |  | PRESSURE RATING |  | TEMPERATURE RATING |  | HAZARD CLASS |  | CERTIFICATION/STANDARD |  | ADDITIONAL FEATURES | [51 empty] | QC Completed
STP_009 - Lot3 | Data Enrichment | SZU | OK | 2023-07-13 | 2023-07-17 | SFR | OK |  | 1429292 | 1429292 |  | ERSA | M | 5700 | ST |  |  |  | 000000000000051092AZSAPRD |  |  |  |  | DISCO REF 8.3 BOMBA PETERS X-200 | DISC REF 8.3 PUMP PETERS X-200 |  |  |  | TRANSPORTE NEUMATICO TOSTACION III | ROASTING PNEUMATIC TRANSPORT III | [8 empty] | URL NOT FOUND |  |  |  |  | 8.3 | PUMP | PETERS | X-200 |  |  | CLEANSED |  | DISC | PUMP | PUMP TYPE |  | PUMP SIZE |  | DISC MATERIAL |  | SIZE |  | HAZARD CLASS |  | CERTIFICATION/STANDARD |  | ADDITIONAL FEATURES | ROASTING PNEUMATIC TRANSPORT III | [58 empty] | QC Completed
STP_009 - Lot3 | Data Enrichment | SZU | OK | 2023-07-13 | 2023-07-17 | SFR | OK |  | 1439943 | 1439943 |  | ERSA | M | 1000 | PC |  |  |  | 000000000000005142AZSAPRD |  |  |  |  | DISCO REFRIGERADOR VENTILADOR | DISC COOLER FAN |  |  |  | R-078.1/1800 KITP,POS.GR360, KOM 1673/1132,INT. AZSA-I | R-078.1/1800 KITP,POS.GR360, KOM 1673/1132,INT. AZSA-I | [8 empty] | URL NOT FOUND |  |  |  |  | GR360 | [5 empty] | CLEANSED |  | DISC | NO MODIFIER | TYPE | COOLER FAN | SIZE |  | MATERIAL |  | COATING/FINISH |  | HAZARD CLASS |  | CERTIFICATION/STANDARD |  | ADDITIONAL FEATURES | R-078.1/1800 KITP,POS.GR360, KOM 1673/1132,INT. AZSA-I | [58 empty] | QC Completed
STP_009 - Lot3 | Data Enrichment | SZU | OK | 2023-07-13 | 2023-07-17 | SFR | OK |  | 1439959 | 1439959 |  | ERSA | M | 1000 | PC |  |  |  | 000000000000005106AZSAPRD |  |  |  |  | DISCO REFRIGERADOR, 400 M/M. - | REFRIGERATOR DISC, 400 M/M. - |  |  |  | DIAMETRO, SOPLANTE R.0981/1900 KITP - POS. 360 KOM 1675/1231. S. INTERMEDIA. G. SCHIELE. -TOSTACION. | DIAMETER, BLOWER R.0981/1900 KITP - POS. 360 KOM 1675/1231. S. INTERMEDIATE. G. SCHIELE. -ROASTING. | [8 empty] | URL NOT FOUND |  |  |  |  | 360 | [5 empty] | CLEANSED |  | DISC | NO MODIFIER | TYPE | REFRIGERATOR | SIZE | 400 MM DIA | MATERIAL |  | COATING/FINISH |  | HAZARD CLASS |  | CERTIFICATION/STANDARD |  | ADDITIONAL FEATURES | BLOWER R.0981/1900 KITP - KOM 1675/1231. S. INTERMEDIATE. G. SCHIELE. -ROASTING. | [58 empty] | QC Completed
STP_009 - Lot3 | Data Enrichment | SZU | OK | 2023-07-13 | 2023-07-17 | SFR | OK |  | 1429132 | 1429132 |  | ERSA | M | 2240 | ST |  |  |  | 000000000000063565AZSAPRD |  |  |  |  | DISCO RUPTURA FIKE CV-S 12'' 150# | RUPTING DISC FIKE CV-S 12'' 150# |  |  |  | 304/TEF/01 GEA 18V006 MIN.1,50BAR(22ÂºC)1,45BAR (111ÂºC) IGUAL A NÂºFAB.V-05306 P/CONDENSADOR TURBOGENERADOR AZSA III | 304/TEF/01 GEA 18V006 MIN.1,50BAR(22ÂºC)1,45BAR (111ÂºC) SAME AS NÂºFAB.V-05306 FOR AZSA III TURBOGENERATOR CONDENSER |  | CV-S 12 | [6 empty] | URL NOT FOUND | [10 empty] | CLEANSED |  | DISC | RUPTURE | DISC TYPE |  | NOMINAL SIZE | 12 IN | MATERIAL |  | BURST PRESSURE RATING | 1.5 BAR AT 22 DEG C,1.45 BAR AT 111 DEG C | BURST TOLERANCE |  | TEMPERATURE RATING |  | DIAMETER |  | THICKNESS |  | HAZARD CLASS |  | CERTIFICATION/STANDARD |  | ADDITIONAL FEATURES | FIKE CV-S 12IN 150# SAME AS NÂºFAB.V-05306 FOR AZSA III TURBOGENERATOR CONDENSER | [50 empty] | QC Completed
STP_009 - Lot3 | Data Enrichment | SZU | OK | 2023-07-13 | 2023-07-17 | SFR | OK |  | 1436183 | 1436183 |  | ERSA | M | 3000 | ST |  |  |  | 000000000000002276AZSAPRD |  |  |  |  | DISCO TENSOR,POS.552,BOMBA RUK | TENSIONER DISC,POS.552,RUK PUMP |  |  |  | 200/404,N.2-143-143-130/1-2, CALDERA I-II, TOSTACION. PASAR A CD CUANDO STOCK = 0 | 200/404,N.2-143-143-130/1-2, BOILER I-II, ROASTING. GO TO CD WHEN STOCK = 0 | [8 empty] | URL NOT FOUND |  |  |  |  | 552 | [5 empty] | CLEANSED |  | DISC | PUMP | PUMP TYPE | TENSIONER | PUMP SIZE |  | DISC MATERIAL |  | SIZE |  | HAZARD CLASS |  | CERTIFICATION/STANDARD |  | ADDITIONAL FEATURES | RUK PUMP 200/404 N.2-143-143-130/1-2, BOILER I-II, ROASTING. GO TO CD WHEN STOCK = 0 | [58 empty] | QC Completed
STP_009 - Lot3 | Data Enrichment | SZU | OK | 2023-07-13 | 2023-07-17 | SFR | OK |  | 1438534 | 1438534 |  | ERSA | M | 1000 | PC |  |  |  | 000000000000008646AZSAPRD |  |  |  |  | DISCO TIPO S1 DIAM 123X14 MM | DISC TYPE S1 DIAM 123X14 MM |  |  |  | PLATO ACOPLAMIENTO REDUCTORES | REDUCER COUPLING PLATE | [8 empty] | URL NOT FOUND | [10 empty] | CLEANSED |  | DISC | NO MODIFIER | TYPE |  | SIZE | 123X14 MM | MATERIAL |  | COATING/FINISH |  | HAZARD CLASS |  | CERTIFICATION/STANDARD |  | ADDITIONAL FEATURES | TYPE S1 REDUCER COUPLING PLATE | [58 empty] | QC Completed
STP_009 - Lot3 | Data Enrichment | SZU | OK | 2023-07-13 | 2023-07-17 | SFR | OK |  | 1439245 | 1439245 |  | ERSA | M | 1000 | PC |  |  |  | 000000000000005972AZSAPRD |  |  |  |  | DISCO-DIAFRAGMA CONICO. ACIDO- | CONICAL DISC-DIAPHRAGM. ACID- |  |  |  | PRECALENTADOR DE AIRE-TOSTA- CION AZSA-III | AIR PREHEATER-ROASTING AZSA-III | [8 empty] | URL NOT FOUND | [10 empty] | CLEANSED |  | DISC | NO MODIFIER | TYPE |  | SIZE |  | MATERIAL |  | COATING/FINISH |  | HAZARD CLASS |  | CERTIFICATION/STANDARD |  | ADDITIONAL FEATURES | DIAPHRAGM ACID-AIR PREHEATER-ROASTING AZSA-III | [58 empty] | QC Completed
STP_009 - Lot3 | Data Enrichment | SZU | OK | 2023-07-13 | 2023-07-17 | SFR | OK |  | 1439247 | 1439247 |  | ERSA | M | 1000 | PC |  |  |  | 000000000000005971AZSAPRD |  |  |  |  | DISCO-DIAFRAGMA PERFORADO-ACI- | DISC-PERFORATED DIAPHRAGM-ACI- |  |  |  | DO-PRECALENTADOR DE AIRE-TOS- --- INMOVILIZADO --- | DO-AIR PREHEATER-TOS- --- IMMOBILIZED --- | [8 empty] | URL NOT FOUND | [10 empty] | CLEANSED |  | DISC | NO MODIFIER | TYPE |  | SIZE |  | MATERIAL |  | COATING/FINISH |  | HAZARD CLASS |  | CERTIFICATION/STANDARD |  | ADDITIONAL FEATURES | PERFORATED DIAPHRAGM-ACIDO-AIR PREHEATER-TOS-IMMOBILIZED --- | [58 empty] | QC Completed
STP_009 - Lot3 | Data Enrichment | SZU | OK | 2023-07-13 | 2023-07-17 | SFR | OK |  | 1428773 | 1428773 |  | ERSA | M | 1000 | PC |  |  |  | 000000000000070788AZSAPRD |  |  |  |  | DISCOS FRENO MOTOR 3KW ref. 7510101087 | MOTOR BRAKE DISCS 3KW ref. 7510101087 | [7 empty] | 7510101087 | [5 empty] | URL NOT FOUND | [10 empty] | CLEANSED |  | DISC | BRAKE | TYPE |  | SIZE |  | MATERIAL |  | HAZARD CLASS |  | CERTIFICATION/STANDARD |  | ADDITIONAL FEATURES | MOTOR 3KW | [60 empty] | QC Completed
STP_009 - Lot3 | Data Enrichment | SZU | OK | 2023-07-13 | 2023-07-17 | SFR | OK |  | 1439264 | 1439264 |  | ERSA | M | 1000 | PC |  |  |  | 000000000000005930AZSAPRD |  |  |  |  | DISCOS RUPTURA,TIPO 12''CPV | RUPTURING DISCS, TYPE 12''CPV |  |  |  | PRESION RUPTURA 3KG/CM2-150 G. COND.AUX.-TOSTACION AZSA-III | RUPTURE PRESSURE 3KG/CM2-150 G. COND.AUX.-ROASTING AZSA-III | [8 empty] | URL NOT FOUND | [10 empty] | CLEANSED |  | DISC | RUPTURE | DISC TYPE |  | NOMINAL SIZE | 12 IN | MATERIAL |  | BURST PRESSURE RATING | 3KG/CM2-150 G | BURST TOLERANCE |  | TEMPERATURE RATING |  | DIAMETER |  | THICKNESS |  | HAZARD CLASS |  | CERTIFICATION/STANDARD |  | ADDITIONAL FEATURES | TYPE 12IN CPV, COND.AUX.-ROASTING AZSA-III | [50 empty] | QC Completed
STP_009 - Lot3 | Data Enrichment | SZU | OK | 2023-07-13 | 2023-07-17 | SFR | OK |  | 1440287 | 1440287 |  | ERSA | M | 1000 | KIT |  |  |  | 000000000000004594AZSAPRD |  |  |  |  | DISCOS-JUEGO-ORTLINGHAS PARA | DISCS-GAME-ORTLINGHAS FOR |  |  |  | FRENO 90/11270, 0-22-509-31- 002-108-ELEVACION GRUAS KUNZ. | BRAKE 90/11270, 0-22-509-31- 002-108-LIFTING KUNZ CRANES. |  | ORTLINGHAUS | [6 empty] | URL NOT FOUND | [10 empty] | CLEANSED |  | DISC | BRAKE | TYPE |  | SIZE |  | MATERIAL |  | HAZARD CLASS |  | CERTIFICATION/STANDARD |  | ADDITIONAL FEATURES | BRAKE 90/11270, 0-22-509-31- 002-108-LIFTING KUNZ CRANES | [60 empty] | QC Completed
STP_009 - Lot3 | Data Enrichment | SZU | OK | 2023-07-13 | 2023-07-17 | SFR | OK |  | 1440288 | 1440288 |  | ERSA | M | 1000 | KIT |  |  |  | 000000000000004593AZSAPRD |  |  |  |  | DISCOS-JUEGO-ORTLINGHAUS PARA | DISCS-GAME-ORTLINGHAUS FOR |  |  |  | FRENO 90/12019, MOD.0-022-009- 25-161-108 Juego = 3100-010-25-008000(8ud)+ 3100-140-25-030000 (7ud) -TRASLAC.GRUAS KUNZ Pasar a ZRCD cuando STOCK=0â€ | BRAKE 90/12019, MOD.0-022-009- 25-161-108 Set = 3100-010-25-008000(8ud)+ 3100-140-25-030000 (7ud) -TRASLAC.GRUAS KUNZ Go to ZRCD when STOCK=0â€ |  | ORTLINGHAUS | [6 empty] | URL NOT FOUND | [10 empty] | CLEANSED |  | DISC | BRAKE | TYPE |  | SIZE |  | MATERIAL |  | HAZARD CLASS |  | CERTIFICATION/STANDARD |  | ADDITIONAL FEATURES | BRAKE 90/11270, 0-22-509-31- 002-108-LIFTING KUNZ CRANES | [60 empty] | QC Completed
STP_009 - Lot3 | Data Enrichment | SZU | OK | 2023-07-13 | 2023-07-17 | SFR | OK |  | 1434654 | 1434654 |  | ERSA | M | 1650 | ST | 5SY5105-7 |  |  | 000000000000006705AZSAPRD |  |  |  |  | INTERRUPTOR PIA 1P C0,5 VAC/VDC 10kA | SWITCH PIA 1P C0,5 VAC/VDC 10kA |  |  |  | INTERRUPTOR MAGNETOTERMICO 1 POLO; 0,5A; CURVA C; 400 VAC, 230 VDC; 10kA; MARCA: SIEMENS; REF: 5SY5105-7 | MAGNETOTHERMIC SWITCH 1 POLE; 0.5A; C-CURVE; 400VAC, 230VDC; 10kA; BRAND: SIEMENS; REF: 5SY5105-7 |  | SIEMENS | 5SY5105-7 | [5 empty] | https://docs.rs-online.com/18e9/A700000008269734.pdf | [10 empty] | ENRICHED |  | CIRCUIT BREAKER | MINIATURE | TYPE | THERMAL MAGNETIC | CURRENT RATING | 0.5 A | VOLTAGE RATING | 230/400 VAC,220 VDC | NUMBER OF POLES | 1 | INTERRUPT RATING | 10 KA | FREQUENCY RATING | 50/60HZ | TRIP CLASS | C CURVE | TRIP SETTING |  | MOUNTING TYPE |  | TERMINAL TYPE | SCREW | SIZE | 18 WDX90 HTX76 DP MM | CERTIFICATION/STANDARD | DIN EN 61346-2,IEC 81346-2,IEC / EN 60898-2, UL1077 | ADDITIONAL FEATURES | [47 empty] | QC Completed
STP_009 - Lot3 | Data Enrichment | SZU | OK | 2023-07-13 | 2023-07-17 | SFR | OK |  | 1433955 | 1433955 |  | ERSA | M | 1650 | ST | 5SY5115-7 |  |  | 000000000000057338AZSAPRD |  |  |  |  | INTERRUPTOR PIA 1P C1,6 VAC/VDC 10kA | SWITCH PIA 1P C1,6 VAC/VDC 10kA |  |  |  | INTERRUPTOR MAGNETOTERMICO 1 POLO; 0,5A; CURVA C; 400 VAC, 230 VDC; 10kA; MARCA: SIEMENS; REF: 5SY5115-7 | MAGNETOTHERMIC SWITCH 1 POLE; 0.5A; C-CURVE; 400VAC, 230VDC; 10kA; BRAND: SIEMENS; REF: 5SY5115-7 |  | SIEMENS | 5SY5115-7 | [5 empty] | https://www.electricautomationnetwork.com/PDF/PIM/SIE/EN_5SY5115-7.pdf | [10 empty] | ENRICHED |  | CIRCUIT BREAKER | MINIATURE | TYPE | THERMAL MAGNETIC | CURRENT RATING | 1.6 A | VOLTAGE RATING | 230/400 VAC,220 VDC | NUMBER OF POLES | 1 | INTERRUPT RATING | 10 KA | FREQUENCY RATING | 50/60HZ | TRIP CLASS | C CURVE | TRIP SETTING |  | MOUNTING TYPE |  | TERMINAL TYPE | SCREW | SIZE | 18 WDX90 HTX76 DP MM | CERTIFICATION/STANDARD | DIN EN 61346-2,IEC 81346-2,IEC / EN 60898-2, UL1077 | ADDITIONAL FEATURES | [47 empty] | QC Completed
STP_009 - Lot3 | Data Enrichment | SZU | OK | 2023-07-13 | 2023-07-17 | SFR | OK |  | 1434727 | 1434727 |  | ERSA | M | 1650 | ST | 5SY5106-7 |  |  | 000000000000006684AZSAPRD |  |  |  |  | INTERRUPTOR PIA 1P C10 VAC/VDC 10kA | SWITCH PIA 1P C10 VAC/VDC 10kA |  |  |  | INTERRUPTOR MAGNETOTERMICO 1 POLO; 10A; CURVA C; 400 VAC, 230 VDC; 10kA; MARCA: SIEMENS; REF: 5SY5110-7 | MAGNETOTHERMIC SWITCH 1 POLE; 10A; C-CURVE; 400VAC, 230VDC; 10kA; BRAND: SIEMENS; REF: 5SY5110-7 |  | SIEMENS | 5SY5110-7 | [5 empty] | https://docs.rs-online.com/3858/A700000006969241.pdf | [10 empty] | ENRICHED |  | CIRCUIT BREAKER | MINIATURE | TYPE | THERMAL MAGNETIC | CURRENT RATING | 10 A | VOLTAGE RATING | 230/400 VAC,220 VDC | NUMBER OF POLES | 1 | INTERRUPT RATING | 10 KA | FREQUENCY RATING | 50/60HZ | TRIP CLASS | C CURVE | TRIP SETTING |  | MOUNTING TYPE |  | TERMINAL TYPE | SCREW | SIZE | 18 WDX90 HTX76 DP MM | CERTIFICATION/STANDARD | DIN EN 61346-2,IEC 81346-2,IEC / EN 60898-2, UL1077 | ADDITIONAL FEATURES | [47 empty] | QC Completed
STP_009 - Lot3 | Data Enrichment | SZU | OK | 2023-07-13 | 2023-07-17 | SFR | OK |  | 1434728 | 1434728 |  | ERSA | M | 1650 | ST | 5SY5116-7 |  |  | 000000000000006683AZSAPRD |  |  |  |  | INTERRUPTOR PIA 1P C16 VAC/VDC 10kA | SWITCH PIA 1P C16 VAC/VDC 10kA |  |  |  | INTERRUPTOR MAGNETOTERMICO 1 POLO; 16A; CURVA C; 400 VAC, 230 VDC; 10kA; MARCA: SIEMENS; REF: 5SY5116-7 | MAGNETOTHERMIC SWITCH 1 POLE; 16A; C-CURVE; 400VAC, 230VDC; 10kA; BRAND: SIEMENS; REF: 5SY5116-7 |  | SIEMENS | 5SY5116-7 | [5 empty] | https://assets.alliedelec.com/v1588846990/Datasheets/4afd498265cbab4e4965650bb2a6bd4d.pdf | [10 empty] | ENRICHED |  | CIRCUIT BREAKER | MINIATURE | TYPE | THERMAL MAGNETIC | CURRENT RATING | 16 A | VOLTAGE RATING | 230/400 VAC,220 VDC | NUMBER OF POLES | 1 | INTERRUPT RATING | 10 KA | FREQUENCY RATING | 50/60HZ | TRIP CLASS | C CURVE | TRIP SETTING |  | MOUNTING TYPE |  | TERMINAL TYPE | SCREW | SIZE | 18 WDX90 HTX76 DP MM | CERTIFICATION/STANDARD | DIN EN 61346-2,IEC 81346-2,IEC / EN 60898-2, UL1077 | ADDITIONAL FEATURES | [47 empty] | QC Completed
STP_009 - Lot3 | Data Enrichment | SZU | OK | 2023-07-13 | 2023-07-17 | SFR | OK |  | 1434730 | 1434730 |  | ERSA | M | 1650 | ST | 5SY5102-7 |  |  | 000000000000006681AZSAPRD |  |  |  |  | INTERRUPTOR PIA 1P C2 VAC/VDC 10kA | SWITCH PIA 1P C2 VAC/VDC 10kA |  |  |  | INTERRUPTOR MAGNETOTERMICO 1 POLO; 2A; CURVA C; 400 VAC, 230 VDC; 10kA; MARCA: SIEMENS; REF: 5SY5102-7 | MAGNETOTHERMIC SWITCH 1 POLE; 2A; C-CURVE; 400VAC, 230VDC; 10kA; BRAND: SIEMENS; REF: 5SY5102-7 |  | SIEMENS | 5SY5102-7 | [5 empty] | https://docs.rs-online.com/5135/A700000006985060.pdf | [10 empty] | ENRICHED |  | CIRCUIT BREAKER | MINIATURE | TYPE | THERMAL MAGNETIC | CURRENT RATING | 2 A | VOLTAGE RATING | 230/400 VAC,220 VDC | NUMBER OF POLES | 1 | INTERRUPT RATING | 10 KA | FREQUENCY RATING | 50/60HZ | TRIP CLASS | C CURVE | TRIP SETTING |  | MOUNTING TYPE |  | TERMINAL TYPE | SCREW | SIZE | 18 WDX90 HTX76 DP MM | CERTIFICATION/STANDARD | DIN EN 61346-2,IEC 81346-2,IEC / EN 60898-2, UL1077 | ADDITIONAL FEATURES | [47 empty] | QC Completed
STP_009 - Lot3 | Data Enrichment | SZU | OK | 2023-07-13 | 2023-07-17 | SFR | OK |  | 1434726 | 1434726 |  | ERSA | M | 1650 | ST | 5SY5125-7 |  |  | 000000000000006685AZSAPRD |  |  |  |  | INTERRUPTOR PIA 1P C25 VAC/VDC 10kA | SWITCH PIA 1P C25 VAC/VDC 10kA |  |  |  | INTERRUPTOR MAGNETOTERMICO 1 POLO; 25A; CURVA C; 400 VAC, 230 VDC; 10kA; MARCA: SIEMENS; REF: 5SY5125-7 | MAGNETOTHERMIC SWITCH 1 POLE; 25A; C-CURVE; 400VAC, 230VDC; 10kA; BRAND: SIEMENS; REF: 5SY5125-7 |  | SIEMENS | 5SY5125-7 | [5 empty] | https://docs.rs-online.com/5f4a/A700000006610236.pdf | [10 empty] | ENRICHED |  | CIRCUIT BREAKER | MINIATURE | TYPE | THERMAL MAGNETIC | CURRENT RATING | 25 A | VOLTAGE RATING | 230/400 VAC,220 VDC | NUMBER OF POLES | 1 | INTERRUPT RATING | 10 KA | FREQUENCY RATING | 50/60HZ | TRIP CLASS | C CURVE | TRIP SETTING |  | MOUNTING TYPE |  | TERMINAL TYPE | SCREW | SIZE | 18 WDX90 HTX76 DP MM | CERTIFICATION/STANDARD | DIN EN 61346-2,IEC 81346-2,IEC / EN 60898-2, UL1077 | ADDITIONAL FEATURES | [47 empty] | QC Completed
STP_009 - Lot3 | Data Enrichment | SZU | OK | 2023-07-13 | 2023-07-17 | SFR | OK |  | 1434669 | 1434669 |  | ERSA | M | 1650 | ST | 5SY5150-7 |  |  | 000000000000006693AZSAPRD |  |  |  |  | INTERRUPTOR PIA 1P C50 VAC/VDC 10kA | SWITCH PIA 1P C50 VAC/VDC 10kA |  |  |  | INTERRUPTOR MAGNETOTERMICO 1 POLO; 25A; CURVA C; 400 VAC, 230 VDC; 10kA; MARCA: SIEMENS; REF: 5SY5150-7 | MAGNETOTHERMIC SWITCH 1 POLE; 25A; C-CURVE; 400VAC, 230VDC; 10kA; BRAND: SIEMENS; REF: 5SY5150-7 |  | SIEMENS | 5SY5150-7 | [5 empty] | https://www.electricautomationnetwork.com/PDF/PIM/SIE/EN_5SY5150-7.pdf | [10 empty] | ENRICHED |  | CIRCUIT BREAKER | MINIATURE | TYPE | THERMAL MAGNETIC | CURRENT RATING | 50 A | VOLTAGE RATING | 230/400 VAC,220 VDC | NUMBER OF POLES | 1 | INTERRUPT RATING | 10 KA | FREQUENCY RATING | 50/60HZ | TRIP CLASS | C CURVE | TRIP SETTING |  | MOUNTING TYPE |  | TERMINAL TYPE | SCREW | SIZE | 18 WDX90 HTX76 DP MM | CERTIFICATION/STANDARD | DIN EN 61346-2,IEC 81346-2,IEC / EN 60898-2, UL1077 | ADDITIONAL FEATURES | [47 empty] | QC Completed
STP_009 - Lot3 | Data Enrichment | SZU | OK | 2023-07-13 | 2023-07-17 | SFR | OK |  | 1434729 | 1434729 |  | ERSA | M | 1650 | ST | 5SY5106-7 |  |  | 000000000000006682AZSAPRD |  |  |  |  | INTERRUPTOR PIA 1P C6 VAC/VDC 10kA | SWITCH PIA 1P C6 VAC/VDC 10kA |  |  |  | INTERRUPTOR MAGNETOTERMICO 1 POLO; 6A; CURVA C; 400 VAC, 230 VDC; 10kA; MARCA: SIEMENS; REF: 5SY5106-7 | MAGNETOTHERMIC SWITCH 1 POLE; 6A; C-CURVE; 400VAC, 230VDC; 10kA; BRAND: SIEMENS; REF: 5SY5106-7 |  | SIEMENS | 5SY5106-7 | [5 empty] | https://docs.rs-online.com/5336/A700000006610232.pdf | [10 empty] | ENRICHED |  | CIRCUIT BREAKER | MINIATURE | TYPE | THERMAL MAGNETIC | CURRENT RATING | 6 A | VOLTAGE RATING | 230/400 VAC,220 VDC | NUMBER OF POLES | 1 | INTERRUPT RATING | 10 KA | FREQUENCY RATING | 50/60HZ | TRIP CLASS | C CURVE | TRIP SETTING |  | MOUNTING TYPE |  | TERMINAL TYPE | SCREW | SIZE | 18 WDX90 HTX76 DP MM | CERTIFICATION/STANDARD | DIN EN 61346-2,IEC 81346-2,IEC / EN 60898-2, UL1077 | ADDITIONAL FEATURES | [47 empty] | QC Completed
STP_009 - Lot3 | Data Enrichment | SZU | OK | 2023-07-13 | 2023-07-17 | SFR | OK |  | 1427678 | 1427678 |  | ERSA | M | 1000 | ST | 5SY5210-6 |  |  | 000000000000072522AZSAPRD |  |  |  |  | INTERRUPTOR PIA 2P B10 VAC/VDC 10kA | SWITCH PIA 2P B10 VAC/VDC 10kA |  |  |  | INTERRUPTOR MAGNETOTERMICO 2 POLOS; 10A; CURVA B; 400 VAC, 440 VDC; 10kA; MARCA: SIEMENS; REF: 5SY5210-6 | 2-POLE MAGNETOTHERMIC SWITCH; 10A; CURVE B; 400VAC, 440VDC; 10kA; BRAND: SIEMENS; REF: 5SY5210-6 |  | SIEMENS | 5SY5210-6 | [5 empty] | https://docs.rs-online.com/942e/A700000007231640.pdf | [10 empty] | ENRICHED |  | CIRCUIT BREAKER | MINIATURE | TYPE | THERMAL MAGNETIC | CURRENT RATING | 10 A | VOLTAGE RATING | 400 VAC,440 VDC | NUMBER OF POLES | 2 | INTERRUPT RATING | 10 KA | FREQUENCY RATING | 50/60HZ | TRIP CLASS | B CURVE | TRIP SETTING |  | MOUNTING TYPE |  | TERMINAL TYPE | SCREW | SIZE | 36 WDX90 HTX76 DP MM | CERTIFICATION/STANDARD | DIN EN 61346-2,IEC 81346-2,IEC / EN 60898-2, UL1077 | ADDITIONAL FEATURES | [47 empty] | QC Completed
STP_009 - Lot3 | Data Enrichment | SZU | OK | 2023-07-13 | 2023-07-17 | SFR | OK |  | 1427675 | 1427675 |  | ERSA | M | 1000 | ST | 5SY5206-6 |  |  | 000000000000072525AZSAPRD |  |  |  |  | INTERRUPTOR PIA 2P B6 VAC/VDC 10kA | SWITCH PIA 2P B6 VAC/VDC 10kA |  |  |  | INTERRUPTOR MAGNETOTERMICO 2 POLOS; 6A; CURVA B; 400 VAC, 440 VDC; 10kA; MARCA: SIEMENS; REF: 5SY5206-6 | 2-POLE MAGNETOTHERMIC SWITCH; 6A; CURVE B; 400VAC, 440VDC; 10kA; BRAND: SIEMENS; REF: 5SY5206-6 |  | SIEMENS | 5SY5206-6 | [5 empty] | https://docs.rs-online.com/312b/A700000006969309.pdf | [10 empty] | ENRICHED |  | CIRCUIT BREAKER | MINIATURE | TYPE | THERMAL MAGNETIC | CURRENT RATING | 6 A | VOLTAGE RATING | 400 VAC,440 VDC | NUMBER OF POLES | 2 | INTERRUPT RATING | 10 KA | FREQUENCY RATING | 50/60HZ | TRIP CLASS | B CURVE | TRIP SETTING |  | MOUNTING TYPE |  | TERMINAL TYPE | SCREW | SIZE | 36 WDX90 HTX76 DP MM | CERTIFICATION/STANDARD | DIN EN 61346-2,IEC 81346-2,IEC / EN 60898-2, UL1077 | ADDITIONAL FEATURES | [47 empty] | QC Completed
STP_009 - Lot3 | Data Enrichment | SZU | OK | 2023-07-13 | 2023-07-17 | SFR | OK |  | 1427677 | 1427677 |  | ERSA | M | 1000 | ST | 5SY5205-7 |  |  | 000000000000072523AZSAPRD |  |  |  |  | INTERRUPTOR PIA 2P C0,5 VAC/VDC 10kA | SWITCH PIA 2P C0,5 VAC/VDC 10kA |  |  |  | INTERRUPTOR MAGNETOTERMICO 2 POLOS; 0,5A; CURVA C; 400 VAC, 440 VDC; 10kA; MARCA: SIEMENS; REF: 5SY5205-7 | 2-POLE MAGNETOTHERMIC SWITCH; 0.5A; C-CURVE; 400VAC, 440VDC; 10kA; BRAND: SIEMENS; REF: 5SY5205-7 |  | SIEMENS | 5SY5205-7 | [5 empty] | https://www.electricautomationnetwork.com/PDF/PIM/SIE/EN_5SY5205-7.pdf | [10 empty] | ENRICHED |  | CIRCUIT BREAKER | MINIATURE | TYPE | THERMAL MAGNETIC | CURRENT RATING | 0.5 A | VOLTAGE RATING | 400 VAC,440 VDC | NUMBER OF POLES | 2 | INTERRUPT RATING | 10 KA | FREQUENCY RATING | 50/60HZ | TRIP CLASS | C CURVE | TRIP SETTING |  | MOUNTING TYPE |  | TERMINAL TYPE | SCREW | SIZE | 36 WDX90 HTX76 DP MM | CERTIFICATION/STANDARD | DIN EN 61346-2,IEC 81346-2,IEC / EN 60898-2, UL1077 | ADDITIONAL FEATURES | [47 empty] | QC Completed
STP_009 - Lot3 | Data Enrichment | SZU | OK | 2023-07-13 | 2023-07-17 | SFR | OK |  | 1434700 | 1434700 |  | ERSA | M | 1650 | ST | 5SY5210-7 |  |  | 000000000000006688AZSAPRD |  |  |  |  | INTERRUPTOR PIA 2P C10 VAC/VDC 10kA | SWITCH PIA 2P C10 VAC/VDC 10kA |  |  |  | INTERRUPTOR MAGNETOTERMICO 2 POLOS; 10A; CURVA C; 400 VAC, 440 VDC; 10kA; MARCA: SIEMENS; REF: 5SY5210-7 | 2-POLE MAGNETOTHERMIC SWITCH; 10A; C-CURVE; 400VAC, 440VDC; 10kA; BRAND: SIEMENS; REF: 5SY5210-7 |  | SIEMENS | 5SY5210-7 | [5 empty] | https://docs.rs-online.com/4f3a/A700000006969860.pdf | [10 empty] | ENRICHED |  | CIRCUIT BREAKER | MINIATURE | TYPE | THERMAL MAGNETIC | CURRENT RATING | 10 A | VOLTAGE RATING | 400 VAC,440 VDC | NUMBER OF POLES | 2 | INTERRUPT RATING | 10 KA | FREQUENCY RATING | 50/60HZ | TRIP CLASS | C CURVE | TRIP SETTING |  | MOUNTING TYPE |  | TERMINAL TYPE | SCREW | SIZE | 36 WDX90 HTX76 DP MM | CERTIFICATION/STANDARD | DIN EN 61346-2,IEC 81346-2,IEC / EN 60898-2, UL1077 | ADDITIONAL FEATURES | [47 empty] | QC Completed
STP_009 - Lot3 | Data Enrichment | SZU | OK | 2023-07-13 | 2023-07-17 | SFR | OK |  | 1434627 | 1434627 |  | ERSA | M | 1650 | ST | 5SY5216-7 |  |  | 000000000000008151AZSAPRD |  |  |  |  | INTERRUPTOR PIA 2P C16 VAC/VDC 10kA | SWITCH PIA 2P C16 VAC/VDC 10kA |  |  |  | INTERRUPTOR MAGNETOTERMICO 2 POLOS; 16A; CURVA C; 400 VAC, 440 VDC; 10kA; MARCA: SIEMENS; REF: 5SY5216-7 | 2-POLE MAGNETOTHERMIC SWITCH; 16A; C-CURVE; 400VAC, 440VDC; 10kA; BRAND: SIEMENS; REF: 5SY5216-7 |  | SIEMENS | 5SY5216-7 | [5 empty] | https://docs.rs-online.com/521b/A700000007224786.pdf | [10 empty] | ENRICHED |  | CIRCUIT BREAKER | MINIATURE | TYPE | THERMAL MAGNETIC | CURRENT RATING | 16 A | VOLTAGE RATING | 400 VAC,440 VDC | NUMBER OF POLES | 2 | INTERRUPT RATING | 10 KA | FREQUENCY RATING | 50/60HZ | TRIP CLASS | C CURVE | TRIP SETTING |  | MOUNTING TYPE |  | TERMINAL TYPE | SCREW | SIZE | 36 WDX90 HTX76 DP MM | CERTIFICATION/STANDARD | DIN EN 61346-2,IEC 81346-2,IEC / EN 60898-2, UL1077 | ADDITIONAL FEATURES | [47 empty] | QC Completed
STP_009 - Lot3 | Data Enrichment | SZU | OK | 2023-07-13 | 2023-07-17 | SFR | OK |  | 1434702 | 1434702 |  | ERSA | M | 1650 | ST | 5SY5202-7 |  |  | 000000000000006686AZSAPRD |  |  |  |  | INTERRUPTOR PIA 2P C2 VAC/VDC 10kA | SWITCH PIA 2P C2 VAC/VDC 10kA |  |  |  | INTERRUPTOR MAGNETOTERMICO 2 POLOS; 2A; CURVA C; 400 VAC, 440 VDC; 10kA; MARCA: SIEMENS; REF: 5SY5202-7 | 2-POLE MAGNETOTHERMIC SWITCH; 2A; C-CURVE; 400VAC, 440VDC; 10kA; BRAND: SIEMENS; REF: 5SY5202-7 |  | SIEMENS | 5SY5202-7 | [5 empty] | https://docs.rs-online.com/fd99/A700000006969249.pdf | [10 empty] | ENRICHED |  | CIRCUIT BREAKER | MINIATURE | TYPE | THERMAL MAGNETIC | CURRENT RATING | 2 A | VOLTAGE RATING | 400 VAC,440 VDC | NUMBER OF POLES | 2 | INTERRUPT RATING | 10 KA | FREQUENCY RATING | 50/60HZ | TRIP CLASS | C CURVE | TRIP SETTING |  | MOUNTING TYPE |  | TERMINAL TYPE | SCREW | SIZE | 36 WDX90 HTX76 DP MM | CERTIFICATION/STANDARD | DIN EN 61346-2,IEC 81346-2,IEC / EN 60898-2, UL1077 | ADDITIONAL FEATURES | [47 empty] | QC Completed
STP_009 - Lot3 | Data Enrichment | SZU | OK | 2023-07-13 | 2023-07-17 | SFR | OK |  | 1427676 | 1427676 |  | ERSA | M | 1000 | ST | 5SY5220-7 |  |  | 000000000000072524AZSAPRD |  |  |  |  | INTERRUPTOR PIA 2P C20 VAC/VDC 10kA | SWITCH PIA 2P C20 VAC/VDC 10kA |  |  |  | INTERRUPTOR MAGNETOTERMICO 2 POLOS; 20A; CURVA C; 400 VAC, 440 VDC; 10kA; MARCA: SIEMENS; REF: 5SY5220-7 | 2-POLE MAGNETOTHERMIC SWITCH; 20 A; C-CURVE; 400VAC, 440VDC; 10kA; BRAND: SIEMENS; REF: 5SY5220-7 |  | SIEMENS | 5SY5220-7 | [5 empty] | https://docs.rs-online.com/e183/A700000007323544.pdf | [10 empty] | ENRICHED |  | CIRCUIT BREAKER | MINIATURE | TYPE | THERMAL MAGNETIC | CURRENT RATING | 20 A | VOLTAGE RATING | 400 VAC,440 VDC | NUMBER OF POLES | 2 | INTERRUPT RATING | 10 KA | FREQUENCY RATING | 50/60HZ | TRIP CLASS | C CURVE | TRIP SETTING |  | MOUNTING TYPE |  | TERMINAL TYPE | SCREW | SIZE | 36 WDX90 HTX76 DP MM | CERTIFICATION/STANDARD | DIN EN 61346-2,IEC 81346-2,IEC / EN 60898-2, UL1077 | ADDITIONAL FEATURES | [47 empty] | QC Completed
STP_009 - Lot3 | Data Enrichment | SZU | OK | 2023-07-13 | 2023-07-17 | SFR | OK |  | 1434626 | 1434626 |  | ERSA | M | 1650 | ST | 5SY5225-7 |  |  | 000000000000008152AZSAPRD |  |  |  |  | INTERRUPTOR PIA 2P C25 VAC/VDC 10kA | SWITCH PIA 2P C25 VAC/VDC 10kA |  |  |  | INTERRUPTOR MAGNETOTERMICO 2 POLOS; 16A; CURVA C; 400 VAC, 440 VDC; 10kA; MARCA: SIEMENS; REF: 5SY5225-7 | 2-POLE MAGNETOTHERMIC SWITCH; 16A; C-CURVE; 400VAC, 440VDC; 10kA; BRAND: SIEMENS; REF: 5SY5225-7 |  | SIEMENS | 5SY5225-7 | [5 empty] | https://docs.rs-online.com/64e3/A700000007323548.pdf | [10 empty] | ENRICHED |  | CIRCUIT BREAKER | MINIATURE | TYPE | THERMAL MAGNETIC | CURRENT RATING | 25 A | VOLTAGE RATING | 400 VAC,440 VDC | NUMBER OF POLES | 2 | INTERRUPT RATING | 10 KA | FREQUENCY RATING | 50/60HZ | TRIP CLASS | C CURVE | TRIP SETTING |  | MOUNTING TYPE |  | TERMINAL TYPE | SCREW | SIZE | 36 WDX90 HTX76 DP MM | CERTIFICATION/STANDARD | DIN EN 61346-2,IEC 81346-2,IEC / EN 60898-2, UL1077 | ADDITIONAL FEATURES | [47 empty] | QC Completed
STP_009 - Lot3 | Data Enrichment | SZU | OK | 2023-07-13 | 2023-07-17 | SFR | OK |  | 1434165 | 1434165 |  | ERSA | M | 1650 | ST | 5SY5203-7 |  |  | 000000000000057281AZSAPRD |  |  |  |  | INTERRUPTOR PIA 2P C3 VAC/VDC 10kA | SWITCH PIA 2P C3 VAC/VDC 10kA |  |  |  | INTERRUPTOR MAGNETOTERMICO 2 POLOS; 3A; CURVA C; 400 VAC, 440 VDC; 10kA; MARCA: SIEMENS; REF: 5SY5203-7 | 2-POLE MAGNETOTHERMIC SWITCH; 3A; C-CURVE; 400VAC, 440VDC; 10kA; BRAND: SIEMENS; REF: 5SY5203-7 |  | SIEMENS | 5SY5203-7 | [5 empty] | https://docs.rs-online.com/3db9/A700000006968442.pdf | [10 empty] | ENRICHED |  | CIRCUIT BREAKER | MINIATURE | TYPE | THERMAL MAGNETIC | CURRENT RATING | 3 A | VOLTAGE RATING | 400 VAC,440 VDC | NUMBER OF POLES | 2 | INTERRUPT RATING | 10 KA | FREQUENCY RATING | 50/60HZ | TRIP CLASS | C CURVE | TRIP SETTING |  | MOUNTING TYPE |  | TERMINAL TYPE | SCREW | SIZE | 36 WDX90 HTX76 DP MM | CERTIFICATION/STANDARD | DIN EN 61346-2,IEC 81346-2,IEC / EN 60898-2, UL1077 | ADDITIONAL FEATURES | [47 empty] | QC Completed
STP_009 - Lot3 | Data Enrichment | SZU | OK | 2023-07-13 | 2023-07-17 | SFR | OK |  | 1434618 | 1434618 |  | ERSA | M | 1650 | ST | 5SY5204-7 |  |  | 000000000000038853AZSAPRD |  |  |  |  | INTERRUPTOR PIA 2P C4 VAC/VDC 10kA | SWITCH PIA 2P C4 VAC/VDC 10kA |  |  |  | INTERRUPTOR MAGNETOTERMICO 2 POLOS; 4A; CURVA C; 400 VAC, 440 VDC; 10kA; MARCA: SIEMENS; REF: 5SY5204-7 | 2-POLE MAGNETOTHERMIC SWITCH; 4A; C-CURVE; 400VAC, 440VDC; 10kA; BRAND: SIEMENS; REF: 5SY5204-7 |  | SIEMENS | 5SY5204-7 | [5 empty] | https://docs.rs-online.com/28a2/A700000007224706.pdf | [10 empty] | ENRICHED |  | CIRCUIT BREAKER | MINIATURE | TYPE | THERMAL MAGNETIC | CURRENT RATING | 4 A | VOLTAGE RATING | 400 VAC,440 VDC | NUMBER OF POLES | 2 | INTERRUPT RATING | 10 KA | FREQUENCY RATING | 50/60HZ | TRIP CLASS | C CURVE | TRIP SETTING |  | MOUNTING TYPE |  | TERMINAL TYPE | SCREW | SIZE | 36 WDX90 HTX76 DP MM | CERTIFICATION/STANDARD | DIN EN 61346-2,IEC 81346-2,IEC / EN 60898-2, UL1077 | ADDITIONAL FEATURES | [47 empty] | QC Completed
STP_009 - Lot3 | Data Enrichment | SZU | OK | 2023-07-13 | 2023-07-17 | SFR | OK |  | 1434663 | 1434663 |  | ERSA | M | 1650 | ST |  |  |  | 000000000000006698AZSAPRD |  |  |  |  | INTERRUPTOR PIA 2P C6 40kA | SWITCH PIA 2P C6 40kA |  |  |  | iC60N - 2P -6A - CURVA C CONTACTO AUXILIAR iOF - 1 C/A - CA/CD PARA CENTROCONTROL MOTORES BAJA TENSION -TOS.III | iC60N - 2P -6A - C CURVE AUXILIARY CONTACT iOF - 1 C/A - CA/DC FOR LOW VOLTAGE MOTOR CONTROL CENTER -TOS.III |  | SCHENDIER | iC60N-2P-6A | [5 empty] | https://www.se.com/th/en/product/A9F74270/miniature-circuit-breaker-mcb-acti9-ic60n-2p-0-5a-c-curve-6000a-iec-en-608981-50ka-iec-en-609472/ | [10 empty] | ENRICHED |  | CIRCUIT BREAKER | MINIATURE | TYPE |  | CURRENT RATING | 6 A | VOLTAGE RATING | 230 VAC | NUMBER OF POLES | 2 | INTERRUPT RATING | 40 KA | FREQUENCY RATING | 50/60HZ | TRIP CLASS | C CURVE | TRIP SETTING |  | MOUNTING TYPE | DIN RAIL | TERMINAL TYPE | SCREW | SIZE | 36 WDX85 HTX78.5 DP MM | CERTIFICATION/STANDARD | EN 60947-2,IEC 60898-1,IEC 60947-2,EN 60898-1 | ADDITIONAL FEATURES | AUXILIARY CONTACT OF - 1 C/A - CA/DC, LOW VOLTAGE MOTOR CONTROL CENTER -TOS.III | [46 empty] | QC Completed
STP_009 - Lot3 | Data Enrichment | SZU | OK | 2023-07-13 | 2023-07-17 | SFR | OK |  | 1434164 | 1434164 |  | ERSA | M | 1650 | ST | 5SY5206-7 |  |  | 000000000000057282AZSAPRD |  |  |  |  | INTERRUPTOR PIA 2P C6 VAC/VDC 10kA | SWITCH PIA 2P C6 VAC/VDC 10kA |  |  |  | INTERRUPTOR MAGNETOTERMICO 2 POLOS; 4A; CURVA C; 400 VAC, 440 VDC; 10kA; MARCA: SIEMENS; REF: 5SY5206-7 | 2-POLE MAGNETOTHERMIC SWITCH; 4A; C-CURVE; 400VAC, 440VDC; 10kA; BRAND: SIEMENS; REF: 5SY5206-7 |  | SIEMENS | 5SY5206-7 | [5 empty] | https://docs.rs-online.com/a977/A700000006969942.pdf | [10 empty] | ENRICHED |  | CIRCUIT BREAKER | MINIATURE | TYPE | THERMAL MAGNETIC | CURRENT RATING | 6 A | VOLTAGE RATING | 400 VAC,440 VDC | NUMBER OF POLES | 2 | INTERRUPT RATING | 10 KA | FREQUENCY RATING | 50/60HZ | TRIP CLASS | C CURVE | TRIP SETTING |  | MOUNTING TYPE |  | TERMINAL TYPE | SCREW | SIZE | 36 WDX90 HTX76 DP MM | CERTIFICATION/STANDARD | EN 60898 | ADDITIONAL FEATURES | [47 empty] | QC Completed
STP_009 - Lot3 | Data Enrichment | SZU | OK | 2023-07-13 | 2023-07-17 | SFR | OK |  | 1433917 | 1433917 |  | ERSA | M | 1650 | ST | 5SY4306-6 |  |  | 000000000000057354AZSAPRD |  |  |  |  | INTERRUPTOR PIA 3P B6 VAC 10kA | SWITCH PIA 3P B6 VAC 10kA |  |  |  | INTERRUPTOR MAGNETOTERMICO 3 POLOS; 16A; CURVA B; 400 VAC; 10kA; MARCA: SIEMENS; REF: 5SY4306-6 | MAGNETOTHERMIC SWITCH 3 POLES; 16A; CURVE B; 400VAC; 10kA; BRAND: SIEMENS; REF: 5SY4306-6 |  | SIEMENS | 5SY4306-6 | [5 empty] | https://mall.industry.siemens.com/teddatasheet/?format=PDF&caller=Mall&mlfbs=5SY4306-6&language=en | [10 empty] | ENRICHED |  | CIRCUIT BREAKER | MINIATURE | TYPE | THERMAL MAGNETIC | CURRENT RATING | 6 A | VOLTAGE RATING | 400 VAC | NUMBER OF POLES | 3 | INTERRUPT RATING | 10 KA | FREQUENCY RATING | 50/60HZ | TRIP CLASS | B CURVE | TRIP SETTING |  | MOUNTING TYPE |  | TERMINAL TYPE | SCREW | SIZE | 54 WDX90 HTX76 DP MM | CERTIFICATION/STANDARD | IEC / EN 60898-1, IEC / EN 60947-2 / UL1077 | ADDITIONAL FEATURES | [47 empty] | QC Completed
STP_009 - Lot3 | Data Enrichment | SZU | OK | 2023-07-13 | 2023-07-17 | SFR | OK |  | 1434699 | 1434699 |  | ERSA | M | 1650 | ST | 5SY4310-7 |  |  | 000000000000006690AZSAPRD |  |  |  |  | INTERRUPTOR PIA 3P C10 VAC 10kA | SWITCH PIA 3P C10 VAC 10kA |  |  |  | INTERRUPTOR MAGNETOTERMICO 3 POLOS; 10A; CURVA C; 400 VAC; 10kA; MARCA: SIEMENS; REF: 5SY4310-7 | MAGNETOTHERMIC SWITCH 3 POLES; 10A; C-CURVE; 400VAC; 10kA; BRAND: SIEMENS; REF: 5SY4310-7 |  | SIEMENS | 5SY4310-7 | [5 empty] | https://mall.industry.siemens.com/teddatasheet/?format=PDF&caller=Mall&mlfbs=5SY4310-7&language=en | [10 empty] | ENRICHED |  | CIRCUIT BREAKER | MINIATURE | TYPE | THERMAL MAGNETIC | CURRENT RATING | 10 A | VOLTAGE RATING | 400 VAC | NUMBER OF POLES | 3 | INTERRUPT RATING | 10 KA | FREQUENCY RATING | 50/60HZ | TRIP CLASS | C CURVE | TRIP SETTING |  | MOUNTING TYPE |  | TERMINAL TYPE | SCREW | SIZE | 54 WDX90 HTX76 DP MM | CERTIFICATION/STANDARD | IEC / EN 60898-1, IEC / EN 60947-2 / UL1077 | ADDITIONAL FEATURES | [47 empty] | QC Completed
STP_009 - Lot3 | Data Enrichment | SZU | OK | 2023-07-13 | 2023-07-17 | SFR | OK |  | 1434692 | 1434692 |  | ERSA | M | 1650 | ST | 5SY4316-7 |  |  | 000000000000006692AZSAPRD |  |  |  |  | INTERRUPTOR PIA 3P C16 VAC 10kA | SWITCH PIA 3P C16 VAC 10kA |  |  |  | INTERRUPTOR MAGNETOTERMICO 3 POLOS; 16A; CURVA C; 400 VAC; 10kA; MARCA: SIEMENS; REF: 5SY4310-7 | MAGNETOTHERMIC SWITCH 3 POLES; 16A; C-CURVE; 400VAC; 10kA; BRAND: SIEMENS; REF: 5SY4310-7 |  | SIEMENS | 5SY4310-7 | [5 empty] | https://mall.industry.siemens.com/teddatasheet/?format=PDF&caller=Mall&mlfbs=5SY4310-7&language=en | [10 empty] | ENRICHED |  | CIRCUIT BREAKER | MINIATURE | TYPE | THERMAL MAGNETIC | CURRENT RATING | 16 A | VOLTAGE RATING | 400 VAC | NUMBER OF POLES | 3 | INTERRUPT RATING | 10 KA | FREQUENCY RATING | 50/60HZ | TRIP CLASS | C CURVE | TRIP SETTING |  | MOUNTING TYPE |  | TERMINAL TYPE | SCREW | SIZE | 54 WDX90 HTX76 DP MM | CERTIFICATION/STANDARD | IEC / EN 60898-1, IEC / EN 60947-2 / UL1077 | ADDITIONAL FEATURES | [47 empty] | QC Completed
STP_009 - Lot3 | Data Enrichment | SZU | OK | 2023-07-13 | 2023-07-17 | SFR | OK |  | 1427674 | 1427674 |  | ERSA | M | 1000 | ST | 5SY4320-7 |  |  | 000000000000072526AZSAPRD |  |  |  |  | INTERRUPTOR PIA 3P C20 VAC/VDC 10kA | SWITCH PIA 3P C20 VAC/VDC 10kA |  |  |  | INTERRUPTOR MAGNETOTERMICO 3 POLOS; 20A; CURVA C; 400 VAC; 10kA; MARCA: SIEMENS; REF: 5SY4320-7 | MAGNETOTHERMIC SWITCH 3 POLES; 20 A; C-CURVE; 400VAC; 10kA; BRAND: SIEMENS; REF: 5SY4320-7 |  | SIEMENS | 5SY4320-7 | [5 empty] | https://docs.rs-online.com/8f58/A700000008603644.pdf | [10 empty] | ENRICHED |  | CIRCUIT BREAKER | MINIATURE | TYPE | THERMAL MAGNETIC | CURRENT RATING | 20 A | VOLTAGE RATING | 400 VAC | NUMBER OF POLES | 3 | INTERRUPT RATING | 10 KA | FREQUENCY RATING | 50/60HZ | TRIP CLASS | C CURVE | TRIP SETTING |  | MOUNTING TYPE |  | TERMINAL TYPE | SCREW | SIZE | 54 WDX90 HTX76 DP MM | CERTIFICATION/STANDARD | EN 60898 | ADDITIONAL FEATURES | [47 empty] | QC Completed
STP_009 - Lot3 | Data Enrichment | SZU | OK | 2023-07-13 | 2023-07-17 | SFR | OK |  | 1434743 | 1434743 |  | ERSA | M | 1650 | ST | 5SY4325-7 |  |  | 000000000000006675AZSAPRD |  |  |  |  | INTERRUPTOR PIA 3P C25 VAC 10kA | SWITCH PIA 3P C25 VAC 10kA |  |  |  | INTERRUPTOR MAGNETOTERMICO 3 POLOS; 25A; CURVA C; 400 VAC; 10kA; MARCA: SIEMENS; REF: 5SY4310-7 | MAGNETOTHERMIC SWITCH 3 POLES; 25A; C-CURVE; 400VAC; 10kA; BRAND: SIEMENS; REF: 5SY4310-7 |  | SIEMENS | 5SY4310-7 | [5 empty] | https://mall.industry.siemens.com/teddatasheet/?format=PDF&caller=Mall&mlfbs=5SY4310-7&language=en | [10 empty] | ENRICHED |  | CIRCUIT BREAKER | MINIATURE | TYPE | THERMAL MAGNETIC | CURRENT RATING | 25 A | VOLTAGE RATING | 400 VAC | NUMBER OF POLES | 3 | INTERRUPT RATING | 10 KA | FREQUENCY RATING | 50/60HZ | TRIP CLASS | C CURVE | TRIP SETTING |  | MOUNTING TYPE |  | TERMINAL TYPE | SCREW | SIZE | 54 WDX90 HTX76 DP MM | CERTIFICATION/STANDARD | IEC / EN 60898-1, IEC / EN 60947-2 / UL1077 | ADDITIONAL FEATURES | [47 empty] | QC Completed
STP_009 - Lot3 | Data Enrichment | SZU | OK | 2023-07-13 | 2023-07-17 | SFR | OK |  | 1432186 | 1432186 |  | ERSA | M | 1650 | ST | 2CSS255101R0024 |  |  | 000000000000069972AZSAPRD |  |  |  |  | INTERRUPTOR PIA ESTRECHO 2P C2 VAC 6kA | SWITCH PIA NARROW 2P C2 VAC 6kA |  |  |  | INTERRUPTOR MAGNETOTERMICO 2 POLOS; 2A; CURVA C; 230 VAC; 6kA; MARCA:ABB; MODELO: SN201-C2; REF: 2CSS255101R0024 | 2-POLE MAGNETOTHERMIC SWITCH; 2A; C-CURVE; 230VAC; 6kA; BRAND:ABB; MODEL: SN201-C2; REF: 2CSS255101R0024 |  | ABB | 2CSS255101R0024 |  | ABB | SN201-C2 |  |  | https://docs.rs-online.com/a63b/A700000009710875.pdf | [10 empty] | ENRICHED |  | CIRCUIT BREAKER | MINIATURE | TYPE | THERMAL MAGNETIC | CURRENT RATING | 2 A | VOLTAGE RATING | 230 VAC | NUMBER OF POLES | 2 | INTERRUPT RATING | 6 KA | FREQUENCY RATING | 50/60HZ | TRIP CLASS | C CURVE | TRIP SETTING |  | MOUNTING TYPE |  | TERMINAL TYPE | SCREW | SIZE |  | CERTIFICATION/STANDARD | IEC/EN 60898-1 | ADDITIONAL FEATURES | [47 empty] | QC Completed
STP_009 - Lot3 | Data Enrichment | SZU | OK | 2023-07-13 | 2023-07-14 | SFR | OK |  | 1441659 | 1441659 |  | ERSA | M | 5630 | PC |  |  |  | 000000000000054449AZSAPRD |  |  |  |  | JUEGO TACOS ACOPLAMIENTO N-EUPEX A 125 | COUPLING PLUG SET N-EUPEX A 125 |  |  |  | FLENDER | flender |  | FLENDER | N-EUPEX A 125 | [5 empty] | https://www.ach.nu/wp-content/uploads/2017/07/n-eupex.pdf | [10 empty] | ENRICHED |  | COUPLING | SHAFT FLEXIBLE | TYPE |  | BORE SIZE |  | LENGTH | 103 MM | TORQUE RATING | 240 NM | SPEED RATING | 5100 RPM | HUB MATERIAL |  | KEYWAY SIZE |  | HAZARD CLASS |  | CERTIFICATION/STANDARD |  | ADDITIONAL FEATURES | [53 empty] | QC Completed
STP_009 - Lot3 | Data Enrichment | SZU | OK | 2023-07-13 | 2023-07-14 | SFR | OK |  | 1441652 | 1441652 |  | ERSA | M | 5630 | PC |  |  |  | 000000000000054905AZSAPRD |  |  |  |  | JUEGO TACOS ACOPLAMIENTO N-EUPEX A 140 | COUPLING PLUG SET N-EUPEX A 140 |  |  |  | FLENDER | flender |  | FLENDER | N-EUPEX A 140 | [5 empty] | https://www.ach.nu/wp-content/uploads/2017/07/n-eupex.pdf | [10 empty] | ENRICHED |  | COUPLING | SHAFT FLEXIBLE | TYPE |  | BORE SIZE |  | LENGTH | 113 MM | TORQUE RATING | 360 NM | SPEED RATING | 4900 RPM | HUB MATERIAL |  | KEYWAY SIZE |  | HAZARD CLASS |  | CERTIFICATION/STANDARD |  | ADDITIONAL FEATURES | [53 empty] | QC Completed
STP_009 - Lot3 | Data Enrichment | SZU | OK | 2023-07-13 | 2023-07-14 | SFR | OK |  | 1440331 | 1440331 |  | ERSA | M | 5630 | PC |  |  |  | 000000000000066191AZSAPRD |  |  |  |  | JUEGO TACOS ACOPLAMIENTO N-EUPEX A-180 | COUPLING PLUG SET N-EUPEX A-180 | [6 empty] | FLENDER | N-EUPEX A-180 | [5 empty] | https://www.ach.nu/wp-content/uploads/2017/07/n-eupex.pdf | [10 empty] | ENRICHED |  | COUPLING | SHAFT FLEXIBLE | TYPE |  | BORE SIZE |  | LENGTH | 144 MM | TORQUE RATING | 880 NM | SPEED RATING | 3800 RPM | HUB MATERIAL |  | KEYWAY SIZE |  | HAZARD CLASS |  | CERTIFICATION/STANDARD |  | ADDITIONAL FEATURES | [53 empty] | QC Completed
STP_009 - Lot3 | Data Enrichment | SZU | OK | 2023-07-13 | 2023-07-14 | SFR | OK |  | 1440688 | 1440688 |  | ERSA | M | 5630 | KIT |  |  |  | 000000000000063444AZSAPRD |  |  |  |  | JUEGO TACOS ACOPLAMIENTO N-EUPEX A-200 | COUPLING PLUG SET N-EUPEX A-200 |  |  |  | FLENDER | flender |  | FLENDER | N-EUPEX A-200 | [5 empty] | https://www.ach.nu/wp-content/uploads/2017/07/n-eupex.pdf | [10 empty] | ENRICHED |  | COUPLING | SHAFT FLEXIBLE | TYPE |  | BORE SIZE |  | LENGTH | 164 MM | TORQUE RATING | 1340 NM | SPEED RATING | 3400 RPM | HUB MATERIAL |  | KEYWAY SIZE |  | HAZARD CLASS |  | CERTIFICATION/STANDARD |  | ADDITIONAL FEATURES | [53 empty] | QC Completed
STP_009 - Lot3 | Data Enrichment | SZU | OK | 2023-07-13 | 2023-07-14 | SFR | OK |  | 1441546 | 1441546 |  | ERSA | M | 5630 | PC |  |  |  | 000000000000059063AZSAPRD |  |  |  |  | JUEGO TACOS ACOPLAMIENTO N-EUPEX A-480 | COUPLING PLUG SET N-EUPEX A-480 |  |  |  | TROMEL AZSA IV | TROMMEL AZSA IV |  | FLENDER | N-EUPEX A-480 | [5 empty] | https://www.ach.nu/wp-content/uploads/2017/07/n-eupex.pdf | [10 empty] | ENRICHED |  | COUPLING | SHAFT FLEXIBLE | TYPE |  | BORE SIZE |  | LENGTH | 387 MM | TORQUE RATING | 16600 NM | SPEED RATING | 1400 RPM | HUB MATERIAL |  | KEYWAY SIZE |  | HAZARD CLASS |  | CERTIFICATION/STANDARD |  | ADDITIONAL FEATURES | TROMMEL AZSA IV | [52 empty] | QC Completed
STP_009 - Lot3 | Data Enrichment | SZU | OK | 2023-07-13 | 2023-07-14 | SFR | OK |  | 1440233 | 1440233 |  | ERSA | M | 5630 | KIT |  |  |  | 000000000000066451AZSAPRD |  |  |  |  | JUEGO TACOS ACOPLAMIENTO N-EUPEX ADS 172 | COUPLING PLUG SET N-EUPEX ADS 172 | [6 empty] | FLENDER | N-EUPEX ADS 172 | [5 empty] | https://www.ach.nu/wp-content/uploads/2017/07/n-eupex.pdf | [10 empty] | ENRICHED |  | COUPLING | SHAFT FLEXIBLE | TYPE |  | BORE SIZE |  | LENGTH | 124 MM | TORQUE RATING | 560 NM | SPEED RATING | 4250 RPM | HUB MATERIAL |  | KEYWAY SIZE |  | HAZARD CLASS |  | CERTIFICATION/STANDARD |  | ADDITIONAL FEATURES | [53 empty] | QC Completed
STP_009 - Lot3 | Data Enrichment | SZU | OK | 2023-07-13 | 2023-07-14 | SFR | OK |  | 1440404 | 1440404 |  | ERSA | M | 5630 | PC |  |  |  | 000000000000065093AZSAPRD |  |  |  |  | JUEGO TACOS ACOPLAMIENTO N-EUPEX B 80 | COUPLING PLUG SET N-EUPEX B 80 |  |  |  | FLENDER | flender |  | FLENDER | N-EUPEX B 80 | [5 empty] | https://www.ach.nu/wp-content/uploads/2017/07/n-eupex.pdf | [10 empty] | ENRICHED |  | COUPLING | SHAFT FLEXIBLE | TYPE |  | BORE SIZE |  | LENGTH | 63 MM | TORQUE RATING | 60 NM | SPEED RATING | 6000 RPM | HUB MATERIAL |  | KEYWAY SIZE |  | HAZARD CLASS |  | CERTIFICATION/STANDARD |  | ADDITIONAL FEATURES | [53 empty] | QC Completed
STP_009 - Lot3 | Data Enrichment | SZU | OK | 2023-07-13 | 2023-07-14 | SFR | OK |  | 1441798 | 1441798 |  | ERSA | M | 5630 | PC |  |  |  | 000000000000008455AZSAPRD |  |  |  |  | JUEGO TACOS ACOPLAMIENTO N-EUPEX H-140 | COUPLING PLUG SET N-EUPEX H-140 | [6 empty] | FLENDER | N-EUPEX H-140 | [5 empty] | https://www.ach.nu/wp-content/uploads/2017/07/n-eupex.pdf | [10 empty] | ENRICHED |  | COUPLING | SHAFT FLEXIBLE | TYPE |  | BORE SIZE |  | LENGTH |  | TORQUE RATING | 360 NM | SPEED RATING | 4900 RPM | HUB MATERIAL |  | KEYWAY SIZE |  | HAZARD CLASS |  | CERTIFICATION/STANDARD |  | ADDITIONAL FEATURES | [53 empty] | QC Completed
STP_009 - Lot3 | Data Enrichment | SZU | OK | 2023-07-13 | 2023-07-14 | SFR | OK |  | 1442134 | 1442134 |  | ERSA | M | 5630 | KIT |  |  |  | 000000000000002086AZSAPRD |  |  |  |  | JUEGO TACOS ACOPLAMIENTO N-EUPEX H-225 | COUPLING PLUG SET N-EUPEX H-225 |  |  |  | FLENDER. P/TURBOBOMBA CIRCULACIÃ“N. AZSA-III | FLENDER. FOR CIRCULATION TURBOPUMP. AZSA-III |  | FLENDER | N-EUPEX H-225 | [5 empty] | https://www.ach.nu/wp-content/uploads/2017/07/n-eupex.pdf | [10 empty] | ENRICHED |  | COUPLING | SHAFT FLEXIBLE | TYPE |  | BORE SIZE |  | LENGTH |  | TORQUE RATING | 2000 NM | SPEED RATING | 3000 RPM | HUB MATERIAL |  | KEYWAY SIZE |  | HAZARD CLASS |  | CERTIFICATION/STANDARD |  | ADDITIONAL FEATURES | CIRCULATION TURBOPUMP AZSA-III | [52 empty] | QC Completed
STP_009 - Lot3 | Data Enrichment | SZU | OK | 2023-07-13 | 2023-07-14 | SFR | OK |  | 1442133 | 1442133 |  | ERSA | M | 5630 | KIT |  |  |  | 000000000000002087AZSAPRD |  |  |  |  | JUEGO TACOS ACOPLAMIENTO N-EUPEX H-250 | COUPLING PLUG SET N-EUPEX H-250 |  |  |  | FLENDER. P/MOTOBOMBA CIRCULACION. AZSA-III | FLENDER. FOR CIRCULATION MOTOR PUMP. AZSA-III |  | FLENDER | N-EUPEX H-250 | [5 empty] | https://www.ach.nu/wp-content/uploads/2017/07/n-eupex.pdf | [10 empty] | ENRICHED |  | COUPLING | SHAFT FLEXIBLE | TYPE |  | BORE SIZE |  | LENGTH |  | TORQUE RATING | 2800 NM | SPEED RATING | 2750 RPM | HUB MATERIAL |  | KEYWAY SIZE |  | HAZARD CLASS |  | CERTIFICATION/STANDARD |  | ADDITIONAL FEATURES | CIRCULATION MOTOR PUMP AZSA-III | [52 empty] | QC Completed
STP_009 - Lot3 | Data Enrichment | SZU | OK | 2023-07-13 | 2023-07-14 | SFR | OK |  | 1441336 | 1441336 |  | ERSA | M | 5630 | KIT |  |  |  | 000000000000060777AZSAPRD |  |  |  |  | JUEGO TACOS ACOPLAMIENTO N-EUPEX-110 | COUPLING PLUG SET N-EUPEX-110 |  |  |  | (6 TACOS) | (6 CUES) |  | FLENDER | N-EUPEX-110 | [5 empty] | https://www.ach.nu/wp-content/uploads/2017/07/n-eupex.pdf | [10 empty] | ENRICHED |  | COUPLING | SHAFT FLEXIBLE | TYPE |  | BORE SIZE |  | LENGTH | 83 MM | TORQUE RATING | 160 NM | SPEED RATING | 5300 RPM | HUB MATERIAL |  | KEYWAY SIZE |  | HAZARD CLASS |  | CERTIFICATION/STANDARD |  | ADDITIONAL FEATURES | 6 CUES | [52 empty] | QC Completed
STP_009 - Lot3 | Data Enrichment | SZU | OK | 2023-07-13 | 2023-07-14 | SFR | OK |  | 1433586 | 1433586 |  | ERSA | M | 4700 | ST |  |  |  | 000000000000008961AZSAPRD |  |  |  |  | LADRILLO REFRACT A-NF-1 S/P 0339208 | REFRACT BRICK A-NF-1 S/P 0339208 |  |  |  | REPARACION HORNOS | OVEN REPAIR | [8 empty] | URL NOT FOUND | [10 empty] | CLEANSED |  | BRICK | REFRACTORY | TYPE |  | GRADE |  | LENGTH |  | WIDTH |  | THICKNESS |  | MATERIAL |  | TEMPERATURE RANGE |  | COMPRESSION STRENGTH |  | HAZARD CLASS |  | CERTIFICATION/STANDARD |  | ADDITIONAL FEATURES | A-NF-1 S/P 0339208 OVEN REPAIR | [50 empty] | QC Completed
STP_009 - Lot3 | Data Enrichment | SZU | OK | 2023-07-13 | 2023-07-14 | SFR | OK |  | 1433726 | 1433726 |  | ERSA | M | 4700 | ST |  |  |  | 000000000000008931AZSAPRD |  |  |  |  | LADRILLO REFRACT G/24/4 | REFRACT BRICK G/24/4 |  |  |  | PLANO 0339203 REPARACION HORNOS | PLAN 0339203 OVEN REPAIR | [8 empty] | URL NOT FOUND | [10 empty] | CLEANSED |  | BRICK | REFRACTORY | TYPE |  | GRADE |  | LENGTH |  | WIDTH |  | THICKNESS |  | MATERIAL |  | TEMPERATURE RANGE |  | COMPRESSION STRENGTH |  | HAZARD CLASS |  | CERTIFICATION/STANDARD |  | ADDITIONAL FEATURES | G/24/4 PLAN 0339203 OVEN REPAIR | [50 empty] | QC Completed
STP_009 - Lot3 | Data Enrichment | SZU | OK | 2023-07-13 | 2023-07-14 | SFR | OK |  | 1433722 | 1433722 |  | ERSA | M | 4700 | ST |  |  |  | 000000000000008932AZSAPRD |  |  |  |  | LADRILLO REFRACT G-34 | REFRACT BRICK G-34 |  |  |  | PLANO 0339203 REPARACION HORNOS | PLAN 0339203 OVEN REPAIR | [8 empty] | URL NOT FOUND | [10 empty] | CLEANSED |  | BRICK | REFRACTORY | TYPE |  | GRADE |  | LENGTH |  | WIDTH |  | THICKNESS |  | MATERIAL |  | TEMPERATURE RANGE |  | COMPRESSION STRENGTH |  | HAZARD CLASS |  | CERTIFICATION/STANDARD |  | ADDITIONAL FEATURES | G-34 PLAN 0339203 OVEN REPAIR | [50 empty] | QC Completed
STP_009 - Lot3 | Data Enrichment | SZU | OK | 2023-07-13 | 2023-07-14 | SFR | OK |  | 1433732 | 1433732 |  | ERSA | M | 4700 | ST |  |  |  | 000000000000008927AZSAPRD |  |  |  |  | LADRILLO REFRACTAR.E-1382-M S/P 0339 220 | REFRACTING BRICK.E-1382-MS/P 0339 220 |  |  |  | REPARACION HORNOS | OVEN REPAIR | [8 empty] | URL NOT FOUND | [10 empty] | CLEANSED |  | BRICK | REFRACTORY | TYPE |  | GRADE |  | LENGTH |  | WIDTH |  | THICKNESS |  | MATERIAL |  | TEMPERATURE RANGE |  | COMPRESSION STRENGTH |  | HAZARD CLASS |  | CERTIFICATION/STANDARD |  | ADDITIONAL FEATURES | E-1382-M S/P 0339 220 OVEN REPAIR | [50 empty] | QC Completed
STP_009 - Lot3 | Data Enrichment | SZU | OK | 2023-07-13 | 2023-07-14 | SFR | OK |  | 1433589 | 1433589 |  | ERSA | M | 4700 | ST |  |  |  | 000000000000008958AZSAPRD |  |  |  |  | LADRILLO REFRACTARIO 7-SP | FIREBRICK 7-SP |  |  |  | PLANO 033759 REPARACION HORNOS | PLAN 033759 OVEN REPAIR | [8 empty] | URL NOT FOUND | [10 empty] | CLEANSED |  | BRICK | REFRACTORY | TYPE |  | GRADE |  | LENGTH |  | WIDTH |  | THICKNESS |  | MATERIAL |  | TEMPERATURE RANGE |  | COMPRESSION STRENGTH |  | HAZARD CLASS |  | CERTIFICATION/STANDARD |  | ADDITIONAL FEATURES | 7-SP PLAN 033759 OVEN REPAIR | [50 empty] | QC Completed
STP_009 - Lot3 | Data Enrichment | SZU | OK | 2023-07-13 | 2023-07-14 | SFR | OK |  | 1433587 | 1433587 |  | ERSA | M | 4700 | ST |  |  |  | 000000000000008959AZSAPRD |  |  |  |  | LADRILLO REFRACTARIO 8-SP | FIRE BRICK 8-SP |  |  |  | PLANO 033759 REPARACION HORNOS | PLAN 033759 OVEN REPAIR | [8 empty] | URL NOT FOUND | [10 empty] | CLEANSED |  | BRICK | REFRACTORY | TYPE |  | GRADE |  | LENGTH |  | WIDTH |  | THICKNESS |  | MATERIAL |  | TEMPERATURE RANGE |  | COMPRESSION STRENGTH |  | HAZARD CLASS |  | CERTIFICATION/STANDARD |  | ADDITIONAL FEATURES | 8-SP PLAN 033759 OVEN REPAIR | [50 empty] | QC Completed
STP_009 - Lot3 | Data Enrichment | SZU | OK | 2023-07-13 | 2023-07-14 | SFR | OK |  | 1433832 | 1433832 |  | ERSA | M | 4700 | ST |  |  |  | 000000000000007529AZSAPRD |  |  |  |  | LADRILLO REFRACTARIO CALIDAD ALUDENSO-G | ALUDENSO-G QUALITY REFRACTORY BRICK |  |  |  | 38/40% ALUMINA Y 55-58% SILICIO DE 230 X 115 X 65 MM.-REFINO- "Con anterioridad al primer suministro se remitirÃ¡ la ficha de datos de seguridad del producto y posteriormente cada una de las revisiones y ediciones que se realicen". | 38/40% ALUMINA AND 55-58% SILICON 230 X 115 X 65 MM.-REFINING- "Prior to the first supply, the product safety data sheet will be sent and subsequently each of the revisions and editions that are perform". | FDS | [7 empty] | URL NOT FOUND | [10 empty] | CLEANSED |  | BRICK | REFRACTORY | TYPE | REFINING | GRADE |  | LENGTH | 230 MM | WIDTH | 115 MM | THICKNESS | 65 MM | MATERIAL |  | TEMPERATURE RANGE |  | COMPRESSION STRENGTH | 38/40% ALUMINA AND 55-58% SILICONE | HAZARD CLASS |  | CERTIFICATION/STANDARD |  | ADDITIONAL FEATURES | PRIOR TO THE FIRST SUPPLY, THE PRODUCT SAFETY DATA SHEET WILL BE SENT AND SUBSEQUENTLY EACH OF THE REVISIONS AND EDITIONS THAT ARE PERFORM | [50 empty] | QC Completed
STP_009 - Lot3 | Data Enrichment | SZU | OK | 2023-07-13 | 2023-07-14 | SFR | OK |  | 1433916 | 1433916 |  | ERSA | M | 4700 | ST |  |  |  | 000000000000007526AZSAPRD |  |  |  |  | LADRILLO REFRACTARIO DE 500X | 500X FIRE BRICK |  |  |  | 300X65, CALIDAD 60 % ALUMINA | 300X65, QUALITY 60% ALUMINA | [8 empty] | URL NOT FOUND | [10 empty] | CLEANSED |  | BRICK | REFRACTORY | TYPE |  | GRADE |  | LENGTH | 300 MM | WIDTH |  | THICKNESS | 65 MM | MATERIAL |  | TEMPERATURE RANGE |  | COMPRESSION STRENGTH | 60% ALUMINA | HAZARD CLASS |  | CERTIFICATION/STANDARD |  | ADDITIONAL FEATURES | [51 empty] | QC Completed
STP_009 - Lot3 | Data Enrichment | SZU | OK | 2023-07-13 | 2023-07-14 | SFR | OK |  | 1433506 | 1433506 |  | ERSA | M | 4700 | ST |  |  |  | 000000000000046164AZSAPRD |  |  |  |  | LADRILLO REFRACTARIO E 1176 | FIREBRICK E 1176 |  |  |  | PLANO 0339213 PRIMERA BOVEDA HORNO FLASH | PLAN 0339213 FIRST VAULT FLASH OVEN | [8 empty] | URL NOT FOUND | [10 empty] | CLEANSED |  | BRICK | REFRACTORY | TYPE |  | GRADE |  | LENGTH |  | WIDTH |  | THICKNESS |  | MATERIAL |  | TEMPERATURE RANGE |  | COMPRESSION STRENGTH |  | HAZARD CLASS |  | CERTIFICATION/STANDARD |  | ADDITIONAL FEATURES | E 1176 PLAN 0339213 FIRST VAULT FLASH OVEN | [50 empty] | QC Completed
STP_009 - Lot3 | Data Enrichment | SZU | OK | 2023-07-13 | 2023-07-14 | SFR | OK |  | 1433461 | 1433461 |  | ERSA | M | 4700 | ST |  |  |  | 000000000000046165AZSAPRD |  |  |  |  | LADRILLO REFRACTARIO E 1230 | FIREBRICK E 1230 |  |  |  | PLANO 0339213 PRIMERA BOVEDA HORNO FLASH | PLAN 0339213 FIRST VAULT FLASH OVEN | [8 empty] | URL NOT FOUND | [10 empty] | CLEANSED |  | BRICK | REFRACTORY | TYPE |  | GRADE |  | LENGTH |  | WIDTH |  | THICKNESS |  | MATERIAL |  | TEMPERATURE RANGE |  | COMPRESSION STRENGTH |  | HAZARD CLASS |  | CERTIFICATION/STANDARD |  | ADDITIONAL FEATURES | E 1230 PLAN 0339213 FIRST VAULT FLASH OVEN | [50 empty] | QC Completed
STP_009 - Lot3 | Data Enrichment | SZU | OK | 2023-07-13 | 2023-07-14 | SFR | OK |  | 1433457 | 1433457 |  | ERSA | M | 4700 | ST |  |  |  | 000000000000046166AZSAPRD |  |  |  |  | LADRILLO REFRACTARIO E 1231L | FIREBRICK E 1231L |  |  |  | PLANO 0339213 PRIMERA BOVEDA HORNO FLASH | PLAN 0339213 FIRST VAULT FLASH OVEN | [8 empty] | URL NOT FOUND | [10 empty] | CLEANSED |  | BRICK | REFRACTORY | TYPE |  | GRADE |  | LENGTH |  | WIDTH |  | THICKNESS |  | MATERIAL |  | TEMPERATURE RANGE |  | COMPRESSION STRENGTH |  | HAZARD CLASS |  | CERTIFICATION/STANDARD |  | ADDITIONAL FEATURES | E 1231L PLAN 0339213 FIRST VAULT FLASH OVEN | [50 empty] | QC Completed
STP_009 - Lot3 | Data Enrichment | SZU | OK | 2023-07-13 | 2023-07-14 | SFR | OK |  | 1433411 | 1433411 |  | ERSA | M | 4700 | ST |  |  |  | 000000000000046167AZSAPRD |  |  |  |  | LADRILLO REFRACTARIO E 1231R | FIREBRICK E 1231R |  |  |  | PLANO 0339213 PRIMERA BOVEDA HORNO FLASH | PLAN 0339213 FIRST VAULT FLASH OVEN | [8 empty] | URL NOT FOUND | [10 empty] | CLEANSED |  | BRICK | REFRACTORY | TYPE |  | GRADE |  | LENGTH |  | WIDTH |  | THICKNESS |  | MATERIAL |  | TEMPERATURE RANGE |  | COMPRESSION STRENGTH |  | HAZARD CLASS |  | CERTIFICATION/STANDARD |  | ADDITIONAL FEATURES | E 1231R PLAN 0339213 FIRST VAULT FLASH OVEN | [50 empty] | QC Completed
STP_009 - Lot3 | Data Enrichment | SZU | OK | 2023-07-13 | 2023-07-14 | SFR | OK |  | 1433397 | 1433397 |  | ERSA | M | 4700 | ST |  |  |  | 000000000000046168AZSAPRD |  |  |  |  | LADRILLO REFRACTARIO E 1378 | FIREBRICK E 1378 |  |  |  | PLANO 0339213 PRIMERA BOVEDA HORNO FLASH | PLAN 0339213 FIRST VAULT FLASH OVEN | [8 empty] | URL NOT FOUND | [10 empty] | CLEANSED |  | BRICK | REFRACTORY | TYPE |  | GRADE |  | LENGTH |  | WIDTH |  | THICKNESS |  | MATERIAL |  | TEMPERATURE RANGE |  | COMPRESSION STRENGTH |  | HAZARD CLASS |  | CERTIFICATION/STANDARD |  | ADDITIONAL FEATURES | E 1378 PLAN 0339213 FIRST VAULT FLASH OVEN | [50 empty] | QC Completed
STP_009 - Lot3 | Data Enrichment | SZU | OK | 2023-07-13 | 2023-07-14 | SFR | OK |  | 1433516 | 1433516 |  | ERSA | M | 4700 | ST |  |  |  | 000000000000046163AZSAPRD |  |  |  |  | LADRILLO REFRACTARIO E 553S | FIREBRICK E 553S |  |  |  | PLANO 0339213 PRIMERA BOVEDA HORNO FLASH | PLAN 0339213 FIRST VAULT FLASH OVEN | [8 empty] | URL NOT FOUND | [10 empty] | CLEANSED |  | BRICK | REFRACTORY | TYPE |  | GRADE |  | LENGTH |  | WIDTH |  | THICKNESS |  | MATERIAL |  | TEMPERATURE RANGE |  | COMPRESSION STRENGTH |  | HAZARD CLASS |  | CERTIFICATION/STANDARD |  | ADDITIONAL FEATURES | E 553S PLAN 0339213 FIRST VAULT FLASH OVEN | [50 empty] | QC Completed
STP_009 - Lot3 | Data Enrichment | SZU | OK | 2023-07-13 | 2023-07-14 | SFR | OK |  | 1433707 | 1433707 |  | ERSA | M | 4700 | ST |  |  |  | 000000000000008950AZSAPRD |  |  |  |  | LADRILLO REFRACTARIO E-1 S/P 0339 208 | FIREBRICK E-1 S/P 0339 208 |  |  |  | REPARACION HORNOS | OVEN REPAIR | [8 empty] | URL NOT FOUND | [10 empty] | CLEANSED |  | BRICK | REFRACTORY | TYPE |  | GRADE |  | LENGTH |  | WIDTH |  | THICKNESS |  | MATERIAL |  | TEMPERATURE RANGE |  | COMPRESSION STRENGTH |  | HAZARD CLASS |  | CERTIFICATION/STANDARD |  | ADDITIONAL FEATURES | E-1 S/P 0339 208 OVEN REPAIR | [50 empty] | QC Completed
STP_009 - Lot3 | Data Enrichment | SZU | OK | 2023-07-13 | 2023-07-14 | SFR | OK |  | 1433733 | 1433733 |  | ERSA | M | 4700 | ST |  |  |  | 000000000000008926AZSAPRD |  |  |  |  | LADRILLO REFRACTARIO E-1152-B | FIREBRICK E-1152-B |  |  |  | PLANOS 0339213-214-215 REPARACION HORNOS | PLANS 0339213-214-215 OVEN REPAIR | [8 empty] | URL NOT FOUND | [10 empty] | CLEANSED |  | BRICK | REFRACTORY | TYPE |  | GRADE |  | LENGTH |  | WIDTH |  | THICKNESS |  | MATERIAL |  | TEMPERATURE RANGE |  | COMPRESSION STRENGTH |  | HAZARD CLASS |  | CERTIFICATION/STANDARD |  | ADDITIONAL FEATURES | E-1152-B PLANS 0339213-214-215 OVEN REPAIR | [50 empty] | QC Completed
STP_009 - Lot3 | Data Enrichment | SZU | OK | 2023-07-13 | 2023-07-14 | SFR | OK |  | 1433757 | 1433757 |  | ERSA | M | 4700 | ST |  |  |  | 000000000000008921AZSAPRD |  |  |  |  | LADRILLO REFRACTARIO E-1171 | FIREBRICK E-1171 |  |  |  | PLANO 0339216 REPARACION HORNOS | PLAN 0339216 OVEN REPAIR | [8 empty] | URL NOT FOUND | [10 empty] | CLEANSED |  | BRICK | REFRACTORY | TYPE |  | GRADE |  | LENGTH |  | WIDTH |  | THICKNESS |  | MATERIAL |  | TEMPERATURE RANGE |  | COMPRESSION STRENGTH |  | HAZARD CLASS |  | CERTIFICATION/STANDARD |  | ADDITIONAL FEATURES | E-1171 PLAN 0339216 OVEN REPAIR | [50 empty] | QC Completed
STP_009 - Lot3 | Data Enrichment | SZU | OK | 2023-07-13 | 2023-07-14 | SFR | OK |  | 1433756 | 1433756 |  | ERSA | M | 4700 | ST |  |  |  | 000000000000008922AZSAPRD |  |  |  |  | LADRILLO REFRACTARIO E-1172 | REFRACTORY BRICK E-1172 |  |  |  | PLANO 0339216 REPARACION HORNOS | PLAN 0339216 OVEN REPAIR | [8 empty] | URL NOT FOUND | [10 empty] | CLEANSED |  | BRICK | REFRACTORY | TYPE |  | GRADE |  | LENGTH |  | WIDTH |  | THICKNESS |  | MATERIAL |  | TEMPERATURE RANGE |  | COMPRESSION STRENGTH |  | HAZARD CLASS |  | CERTIFICATION/STANDARD |  | ADDITIONAL FEATURES | E-1172 PLAN 0339216 OVEN REPAIR | [50 empty] | QC Completed
STP_009 - Lot3 | Data Enrichment | SZU | OK | 2023-07-13 | 2023-07-14 | SFR | OK |  | 1433744 | 1433744 |  | ERSA | M | 4700 | ST |  |  |  | 000000000000008923AZSAPRD |  |  |  |  | LADRILLO REFRACTARIO E-1173 | FIREBRICK E-1173 |  |  |  | PLANO 0339216 REPARACION HORNOS | PLAN 0339216 OVEN REPAIR | [8 empty] | URL NOT FOUND | [10 empty] | CLEANSED |  | BRICK | REFRACTORY | TYPE |  | GRADE |  | LENGTH |  | WIDTH |  | THICKNESS |  | MATERIAL |  | TEMPERATURE RANGE |  | COMPRESSION STRENGTH |  | HAZARD CLASS |  | CERTIFICATION/STANDARD |  | ADDITIONAL FEATURES | E-1173 PLAN 0339216 OVEN REPAIR | [50 empty] | QC Completed
STP_009 - Lot3 | Data Enrichment | SZU | OK | 2023-07-13 | 2023-07-14 | SFR | OK |  | 1433743 | 1433743 |  | ERSA | M | 4700 | ST |  |  |  | 000000000000008924AZSAPRD |  |  |  |  | LADRILLO REFRACTARIO E-1174 | FIREBRICK E-1174 |  |  |  | PLANO 0339216 REPARACION HORNOS | PLAN 0339216 OVEN REPAIR | [8 empty] | URL NOT FOUND | [10 empty] | CLEANSED |  | BRICK | REFRACTORY | TYPE |  | GRADE |  | LENGTH |  | WIDTH |  | THICKNESS |  | MATERIAL |  | TEMPERATURE RANGE |  | COMPRESSION STRENGTH |  | HAZARD CLASS |  | CERTIFICATION/STANDARD |  | ADDITIONAL FEATURES | E-1174 PLAN 0339216 OVEN REPAIR | [50 empty] | QC Completed
STP_009 - Lot3 | Data Enrichment | SZU | OK | 2023-07-13 | 2023-07-14 | SFR | OK |  | 1433738 | 1433738 |  | ERSA | M | 4700 | ST |  |  |  | 000000000000008925AZSAPRD |  |  |  |  | LADRILLO REFRACTARIO E-1373 | REFRACTORY BRICK E-1373 |  |  |  | PLANO 0339216 REPARACION HORNOS | PLAN 0339216 OVEN REPAIR | [8 empty] | URL NOT FOUND | [10 empty] | CLEANSED |  | BRICK | REFRACTORY | TYPE |  | GRADE |  | LENGTH |  | WIDTH |  | THICKNESS |  | MATERIAL |  | TEMPERATURE RANGE |  | COMPRESSION STRENGTH |  | HAZARD CLASS |  | CERTIFICATION/STANDARD |  | ADDITIONAL FEATURES | E-1373 PLAN 0339216 OVEN REPAIR | [50 empty] | QC Completed
STP_009 - Lot3 | Data Enrichment | SZU | OK | 2023-07-13 | 2023-07-14 | SFR | OK |  | 1433681 | 1433681 |  | ERSA | M | 4700 | ST |  |  |  | 000000000000008951AZSAPRD |  |  |  |  | LADRILLO REFRACTARIO E-2 S/P 0339 208 | REFRACTORY BRICK E-2 S/P 0339 208 |  |  |  | REPARACION HORNOS | OVEN REPAIR | [8 empty] | URL NOT FOUND | [10 empty] | CLEANSED |  | BRICK | REFRACTORY | TYPE |  | GRADE |  | LENGTH |  | WIDTH |  | THICKNESS |  | MATERIAL |  | TEMPERATURE RANGE |  | COMPRESSION STRENGTH |  | HAZARD CLASS |  | CERTIFICATION/STANDARD |  | ADDITIONAL FEATURES | E-2 S/P 0339 208 OVEN REPAIR | [50 empty] | QC Completed
STP_009 - Lot3 | Data Enrichment | SZU | OK | 2023-07-13 | 2023-07-14 | SFR | OK |  | 1433661 | 1433661 |  | ERSA | M | 4700 | ST |  |  |  | 000000000000008952AZSAPRD |  |  |  |  | LADRILLO REFRACTARIO E-3 S/P 0339 208 | FIREBRICK E-3 S/P 0339 208 |  |  |  | REPARACION HORNOS | OVEN REPAIR | [8 empty] | URL NOT FOUND | [10 empty] | CLEANSED |  | BRICK | REFRACTORY | TYPE |  | GRADE |  | LENGTH |  | WIDTH |  | THICKNESS |  | MATERIAL |  | TEMPERATURE RANGE |  | COMPRESSION STRENGTH |  | HAZARD CLASS |  | CERTIFICATION/STANDARD |  | ADDITIONAL FEATURES | E-3 S/P 0339 208 OVEN REPAIR | [50 empty] | QC Completed
STP_009 - Lot3 | Data Enrichment | SZU | OK | 2023-07-13 | 2023-07-14 | SFR | OK |  | 1433647 | 1433647 |  | ERSA | M | 4700 | ST |  |  |  | 000000000000008953AZSAPRD |  |  |  |  | LADRILLO REFRACTARIO E-5 | FIRE BRICK E-5 |  |  |  | PLANO 0332220 REPARACION HORNOS | PLAN 0332220 OVEN REPAIR | [8 empty] | URL NOT FOUND | [10 empty] | CLEANSED |  | BRICK | REFRACTORY | TYPE |  | GRADE |  | LENGTH |  | WIDTH |  | THICKNESS |  | MATERIAL |  | TEMPERATURE RANGE |  | COMPRESSION STRENGTH |  | HAZARD CLASS |  | CERTIFICATION/STANDARD |  | ADDITIONAL FEATURES | E-5 PLAN 0332220 OVEN REPAIR | [50 empty] | QC Completed
STP_009 - Lot3 | Data Enrichment | SZU | OK | 2023-07-13 | 2023-07-14 | SFR | OK |  | 1433629 | 1433629 |  | ERSA | M | 4700 | ST |  |  |  | 000000000000008955AZSAPRD |  |  |  |  | LADRILLO REFRACTARIO E-553 S/P 0339 214 | REFRACTORY BRICK E-553 S/P 0339 214 |  |  |  | REPARACION HORNOS | OVEN REPAIR | [8 empty] | URL NOT FOUND | [10 empty] | CLEANSED |  | BRICK | REFRACTORY | TYPE |  | GRADE |  | LENGTH |  | WIDTH |  | THICKNESS |  | MATERIAL |  | TEMPERATURE RANGE |  | COMPRESSION STRENGTH |  | HAZARD CLASS |  | CERTIFICATION/STANDARD |  | ADDITIONAL FEATURES | E-553 S/P 0339 214 OVEN REPAIR | [50 empty] | QC Completed
STP_009 - Lot3 | Data Enrichment | SZU | OK | 2023-07-13 | 2023-07-14 | SFR | OK |  | 1433611 | 1433611 |  | ERSA | M | 4700 | ST |  |  |  | 000000000000008956AZSAPRD |  |  |  |  | LADRILLO REFRACTARIO E-553-A | FIREBRICK E-553-A |  |  |  | PLANO 0332220 REPARACION HORNOS | PLAN 0332220 OVEN REPAIR | [8 empty] | URL NOT FOUND | [10 empty] | CLEANSED |  | BRICK | REFRACTORY | TYPE |  | GRADE |  | LENGTH |  | WIDTH |  | THICKNESS |  | MATERIAL |  | TEMPERATURE RANGE |  | COMPRESSION STRENGTH |  | HAZARD CLASS |  | CERTIFICATION/STANDARD |  | ADDITIONAL FEATURES | E-553-A PLAN 0332220 OVEN REPAIR | [50 empty] | QC Completed
STP_009 - Lot3 | Data Enrichment | SZU | OK | 2023-07-13 | 2023-07-14 | SFR | OK |  | 1433610 | 1433610 |  | ERSA | M | 4700 | ST |  |  |  | 000000000000008957AZSAPRD |  |  |  |  | LADRILLO REFRACTARIO E-553-W | FIREBRICK E-553-W |  |  |  | PLANO 0332220 REPARACION HORNOS | PLAN 0332220 OVEN REPAIR | [8 empty] | URL NOT FOUND | [10 empty] | CLEANSED |  | BRICK | REFRACTORY | TYPE |  | GRADE |  | LENGTH |  | WIDTH |  | THICKNESS |  | MATERIAL |  | TEMPERATURE RANGE |  | COMPRESSION STRENGTH |  | HAZARD CLASS |  | CERTIFICATION/STANDARD |  | ADDITIONAL FEATURES | E-553-W PLAN 0332220 OVEN REPAIR | [50 empty] | QC Completed
STP_009 - Lot3 | Data Enrichment | SZU | OK | 2023-07-13 | 2023-07-14 | SFR | OK |  | 1433640 | 1433640 |  | ERSA | M | 4700 | ST |  |  |  | 000000000000008954AZSAPRD |  |  |  |  | LADRILLO REFRACTARIO E-6 S/P 0339 214 | FIREBRICK E-6 S/P 0339 214 |  |  |  | REPARACION HORNOS | OVEN REPAIR | [8 empty] | URL NOT FOUND | [10 empty] | CLEANSED |  | BRICK | REFRACTORY | TYPE |  | GRADE |  | LENGTH |  | WIDTH |  | THICKNESS |  | MATERIAL |  | TEMPERATURE RANGE |  | COMPRESSION STRENGTH |  | HAZARD CLASS |  | CERTIFICATION/STANDARD |  | ADDITIONAL FEATURES | E-6 S/P 0339 214 OVEN REPAIR | [50 empty] | QC Completed
STP_009 - Lot3 | Data Enrichment | SZU | OK | 2023-07-13 | 2023-07-14 | SFR | OK |  | 1433548 | 1433548 |  | ERSA | M | 4700 | ST |  |  |  | 000000000000008967AZSAPRD |  |  |  |  | LADRILLO REFRACTARIO G 22 | FIREBRICK G 22 |  |  |  | PLANO 0339203 PRIMERA BOVEDA HORNO FLASH | PLAN 0339203 FIRST VAULT FLASH OVEN | [8 empty] | URL NOT FOUND | [10 empty] | CLEANSED |  | BRICK | REFRACTORY | TYPE |  | GRADE |  | LENGTH |  | WIDTH |  | THICKNESS |  | MATERIAL |  | TEMPERATURE RANGE |  | COMPRESSION STRENGTH |  | HAZARD CLASS |  | CERTIFICATION/STANDARD |  | ADDITIONAL FEATURES | G 22 PLAN 0339203 FIRST VAULT FLASH OVEN | [50 empty] | QC Completed
STP_009 - Lot3 | Data Enrichment | SZU | OK | 2023-07-13 | 2023-07-14 | SFR | OK |  | 1433528 | 1433528 |  | ERSA | M | 4700 | ST |  |  |  | 000000000000008968AZSAPRD |  |  |  |  | LADRILLO REFRACTARIO G 22A | FIREBRICK G 22A |  |  |  | PLANO 0339203 PRIMERA BOVEDA HORNO FLASH | PLAN 0339203 FIRST VAULT FLASH OVEN | [8 empty] | URL NOT FOUND | [10 empty] | CLEANSED |  | BRICK | REFRACTORY | TYPE |  | GRADE |  | LENGTH |  | WIDTH |  | THICKNESS |  | MATERIAL |  | TEMPERATURE RANGE |  | COMPRESSION STRENGTH |  | HAZARD CLASS |  | CERTIFICATION/STANDARD |  | ADDITIONAL FEATURES | G 22A PLAN 0339203 FIRST VAULT FLASH OVEN | [50 empty] | QC Completed
STP_009 - Lot3 | Data Enrichment | SZU | OK | 2023-07-13 | 2023-07-14 | SFR | OK |  | 1433549 | 1433549 |  | ERSA | M | 4700 | ST |  |  |  | 000000000000008966AZSAPRD |  |  |  |  | LADRILLO REFRACTARIO G 23/4 | FIREBRICK G 23/4 |  |  |  | PLANO 0339203 PRIMERA BOVEDA HORNO FLASH | PLAN 0339203 FIRST VAULT FLASH OVEN | [8 empty] | URL NOT FOUND | [10 empty] | CLEANSED |  | BRICK | REFRACTORY | TYPE |  | GRADE |  | LENGTH |  | WIDTH |  | THICKNESS |  | MATERIAL |  | TEMPERATURE RANGE |  | COMPRESSION STRENGTH |  | HAZARD CLASS |  | CERTIFICATION/STANDARD |  | ADDITIONAL FEATURES | G 23/4 PLAN 0339203 FIRST VAULT FLASH OVEN | [50 empty] | QC Completed
STP_009 - Lot3 | Data Enrichment | SZU | OK | 2023-07-13 | 2023-07-13 | SFR | OK |  | 1433527 | 1433527 |  | ERSA | M | 4700 | ST |  |  |  | 000000000000009455AZSAPRD |  |  |  |  | LADRILLO REFRACTARIO G12 S/P 03 39 203 | FIREBRICK G12 S/P 03 39 203 | [13 empty] | URL NOT FOUND | [10 empty] | CLEANSED |  | BRICK | REFRACTORY | TYPE |  | GRADE |  | LENGTH |  | WIDTH |  | THICKNESS |  | MATERIAL |  | TEMPERATURE RANGE |  | COMPRESSION STRENGTH |  | HAZARD CLASS |  | CERTIFICATION/STANDARD |  | ADDITIONAL FEATURES | G12 S/P 03 39 203 | [50 empty] | QC Completed
STP_009 - Lot3 | Data Enrichment | SZU | OK | 2023-07-13 | 2023-07-13 | SFR | OK |  | 1433526 | 1433526 |  | ERSA | M | 4700 | ST |  |  |  | 000000000000009456AZSAPRD |  |  |  |  | LADRILLO REFRACTARIO G13,S/P 0339203 | FIREBRICK G13,S/P 0339203 | [13 empty] | URL NOT FOUND | [10 empty] | CLEANSED |  | BRICK | REFRACTORY | TYPE |  | GRADE |  | LENGTH |  | WIDTH |  | THICKNESS |  | MATERIAL |  | TEMPERATURE RANGE |  | COMPRESSION STRENGTH |  | HAZARD CLASS |  | CERTIFICATION/STANDARD |  | ADDITIONAL FEATURES | G13 S/P 0339203 | [50 empty] | QC Completed
STP_009 - Lot3 | Data Enrichment | SZU | OK | 2023-07-13 | 2023-07-13 | SFR | OK |  | 1433525 | 1433525 |  | ERSA | M | 4700 | ST |  |  |  | 000000000000009457AZSAPRD |  |  |  |  | LADRILLO REFRACTARIO G14 S/P 03 39 203 | FIREBRICK G14 S/P 03 39 203 | [13 empty] | URL NOT FOUND | [10 empty] | CLEANSED |  | BRICK | REFRACTORY | TYPE |  | GRADE |  | LENGTH |  | WIDTH |  | THICKNESS |  | MATERIAL |  | TEMPERATURE RANGE |  | COMPRESSION STRENGTH |  | HAZARD CLASS |  | CERTIFICATION/STANDARD |  | ADDITIONAL FEATURES | G14 S/P 03 39 203 | [50 empty] | QC Completed
STP_009 - Lot3 | Data Enrichment | SZU | OK | 2023-07-13 | 2023-07-13 | SFR | OK |  | 1433524 | 1433524 |  | ERSA | M | 4700 | ST |  |  |  | 000000000000009458AZSAPRD |  |  |  |  | LADRILLO REFRACTARIO G18 S/P 03 39 203 | FIREBRICK G18 S/P 03 39 203 | [13 empty] | URL NOT FOUND | [10 empty] | CLEANSED |  | BRICK | REFRACTORY | TYPE |  | GRADE |  | LENGTH |  | WIDTH |  | THICKNESS |  | MATERIAL |  | TEMPERATURE RANGE |  | COMPRESSION STRENGTH |  | HAZARD CLASS |  | CERTIFICATION/STANDARD |  | ADDITIONAL FEATURES | G18 S/P 03 39 203 | [50 empty] | QC Completed
STP_009 - Lot3 | Data Enrichment | SZU | OK | 2023-07-13 | 2023-07-13 | SFR | OK |  | 1433520 | 1433520 |  | ERSA | M | 4700 | ST |  |  |  | 000000000000009459AZSAPRD |  |  |  |  | LADRILLO REFRACTARIO G19 S/P 0339203 | FIREBRICK G19 S/P 0339203 | [13 empty] | URL NOT FOUND | [10 empty] | CLEANSED |  | BRICK | REFRACTORY | TYPE |  | GRADE |  | LENGTH |  | WIDTH |  | THICKNESS |  | MATERIAL |  | TEMPERATURE RANGE |  | COMPRESSION STRENGTH |  | HAZARD CLASS |  | CERTIFICATION/STANDARD |  | ADDITIONAL FEATURES | G19 S/P 0339203 | [50 empty] | QC Completed
STP_009 - Lot3 | Data Enrichment | SZU | OK | 2023-07-13 | 2023-07-13 | SFR | OK |  | 1433519 | 1433519 |  | ERSA | M | 4700 | ST |  |  |  | 000000000000009461AZSAPRD |  |  |  |  | LADRILLO REFRACTARIO G20 S/P 03 39 203 | FIREBRICK G20 S/P 03 39 203 | [13 empty] | URL NOT FOUND | [10 empty] | CLEANSED |  | BRICK | REFRACTORY | TYPE |  | GRADE |  | LENGTH |  | WIDTH |  | THICKNESS |  | MATERIAL |  | TEMPERATURE RANGE |  | COMPRESSION STRENGTH |  | HAZARD CLASS |  | CERTIFICATION/STANDARD |  | ADDITIONAL FEATURES | G20 S/P 03 39 203 | [50 empty] | QC Completed
STP_009 - Lot3 | Data Enrichment | SZU | OK | 2023-07-13 | 2023-07-13 | SFR | OK |  | 1433518 | 1433518 |  | ERSA | M | 4700 | ST |  |  |  | 000000000000009462AZSAPRD |  |  |  |  | LADRILLO REFRACTARIO G21 S/P 03 39 203 | FIREBRICK G21 S/P 03 39 203 | [13 empty] | URL NOT FOUND | [10 empty] | CLEANSED |  | BRICK | REFRACTORY | TYPE |  | GRADE |  | LENGTH |  | WIDTH |  | THICKNESS |  | MATERIAL |  | TEMPERATURE RANGE |  | COMPRESSION STRENGTH |  | HAZARD CLASS |  | CERTIFICATION/STANDARD |  | ADDITIONAL FEATURES | G21 S/P 03 39 203 | [50 empty] | QC Completed
STP_009 - Lot3 | Data Enrichment | SZU | OK | 2023-07-13 | 2023-07-13 | SFR | OK |  | 1433562 | 1433562 |  | ERSA | M | 4700 | ST |  |  |  | 000000000000008965AZSAPRD |  |  |  |  | LADRILLO REFRACTARIO G-34A | FIREBRICK G-34A |  |  |  | PLANO 0339203 PRIMERA BOVEDA HORNO FLASH | PLAN 0339203 FIRST VAULT FLASH OVEN | [8 empty] | URL NOT FOUND | [10 empty] | CLEANSED |  | BRICK | REFRACTORY | TYPE |  | GRADE |  | LENGTH |  | WIDTH |  | THICKNESS |  | MATERIAL |  | TEMPERATURE RANGE |  | COMPRESSION STRENGTH |  | HAZARD CLASS |  | CERTIFICATION/STANDARD |  | ADDITIONAL FEATURES | G-34A PLAN 0339203 FIRST VAULT FLASH OVEN | [50 empty] | QC Completed
STP_009 - Lot3 | Data Enrichment | SZU | OK | 2023-07-13 | 2023-07-14 | SFR | OK |  | 1433584 | 1433584 |  | ERSA | M | 4700 | ST |  |  |  | 000000000000008962AZSAPRD |  |  |  |  | LADRILLO REFRACTARIO MARCA B | BRAND B FIREBRICK |  |  |  | PLANO 0339213 REPARACION HORNOS | PLAN 0339213 OVEN REPAIR | [8 empty] | URL NOT FOUND | [10 empty] | CLEANSED |  | BRICK | REFRACTORY | TYPE |  | GRADE |  | LENGTH |  | WIDTH |  | THICKNESS |  | MATERIAL |  | TEMPERATURE RANGE |  | COMPRESSION STRENGTH |  | HAZARD CLASS |  | CERTIFICATION/STANDARD |  | ADDITIONAL FEATURES | PLAN 0339213 OVEN REPAIR | [50 empty] | QC Completed
STP_009 - Lot3 | Data Enrichment | SZU | OK | 2023-07-13 | 2023-07-14 | SFR | OK |  | 1433573 | 1433573 |  | ERSA | M | 4700 | ST |  |  |  | 000000000000008964AZSAPRD |  |  |  |  | LADRILLO REFRACTARIO PL/032665 | FIREBRICK PL/032665 |  |  |  | PARA TUBOS DE CUARZO COTTRELL WESTERN | FOR COTTRELL WESTERN QUARTZ TUBES | [8 empty] | URL NOT FOUND | [10 empty] | CLEANSED |  | BRICK | REFRACTORY | TYPE |  | GRADE |  | LENGTH |  | WIDTH |  | THICKNESS |  | MATERIAL |  | TEMPERATURE RANGE |  | COMPRESSION STRENGTH |  | HAZARD CLASS |  | CERTIFICATION/STANDARD |  | ADDITIONAL FEATURES | COTTRELL WESTERN QUARTZ TUBES | [50 empty] | QC Completed
STP_009 - Lot3 | Data Enrichment | SZU | OK | 2023-07-13 | 2023-07-14 | SFR | OK |  | 1433852 | 1433852 |  | ERSA | M | 4700 | ST |  |  |  | 000000000000007528AZSAPRD |  |  |  |  | LADRILLOS REFRACTARIOS CALIDAD | QUALITY REFRACTORY BRICKS |  |  |  | II, DE 230X115X50 MM.-REFINO | II, 230X115X50 MM.-REFINING | [19 empty] | CLEANSED |  | BRICK | REFRACTORY | TYPE | ii, REFINING | GRADE |  | LENGTH | 230 MM | WIDTH | 115 MM | THICKNESS | 50 MM | MATERIAL |  | TEMPERATURE RANGE |  | COMPRESSION STRENGTH |  | HAZARD CLASS |  | CERTIFICATION/STANDARD |  | ADDITIONAL FEATURES | REFINING | [50 empty] | QC Completed
STP_009 - Lot3 | Data Enrichment | SZU | OK | 2023-07-13 | 2023-07-14 | SFR | OK |  | 1438391 | 1438391 |  | ERSA | M | 1000 | PC |  |  |  | 000000000000008818AZSAPRD |  |  |  |  | LIMA 1/2 CAÑA BASTA 10" S/MANGO | FILE 1/2 ROUGH ROUGH 10" WITHOUT HANDLE |  |  |  | TALLER MANTENIMTO | MAINTENANCE WORKSHOP | [8 empty] | URL NOT FOUND | [9 empty] | MAINTENANCE WORKSHOP | CLEANSED |  | FILE | HAND | TYPE |  | SHAPE | HALF ROUND | CUT TYPE |  | COARSENESS | ROUGH | CUT NUMBER DESIGNATION |  | BLADE SIZE | 10 IN | BLADE MATERIAL |  | HANDLE LENGTH |  | HANDLE MATERIAL |  | HAZARD CLASS |  | CERTIFICATION/STANDARD |  | ADDITIONAL FEATURES | W/O HANDLE | [48 empty] | QC Completed
STP_009 - Lot3 | Data Enrichment | SZU | OK | 2023-07-13 | 2023-07-13 | SFR | OK |  | 1438387 | 1438387 |  | ERSA | M | 1000 | PC |  |  |  | 000000000000008837AZSAPRD |  |  |  |  | LIMA 1/2 CAÑA ENTREFINA 14" | FILE 1/2 ROD ENTREFINE 14" | [13 empty] | URL NOT FOUND | [10 empty] | CLEANSED |  | FILE | HAND | TYPE |  | SHAPE | HALF ROUND | CUT TYPE |  | COARSENESS | EXTRA FINE | CUT NUMBER DESIGNATION |  | BLADE SIZE | 14 IN | BLADE MATERIAL |  | HANDLE LENGTH |  | HANDLE MATERIAL |  | HAZARD CLASS |  | CERTIFICATION/STANDARD |  | ADDITIONAL FEATURES | [49 empty] | QC Completed
STP_009 - Lot3 | Data Enrichment | SZU | OK | 2023-07-13 | 2023-07-13 | SFR | OK |  | 1440125 | 1440125 |  | ERSA | M | 4010 | PC |  |  |  | 000000000000008841AZSAPRD |  |  |  |  | LIMA 1/2 CAÑA FINA DE 10" | FILE 1/2 FINE SHANK OF 10" |  |  |  | MANTENIMIENTO TALLERES | MAINTENANCE WORKSHOPS | [8 empty] | URL NOT FOUND | [9 empty] | MAINTENANCE WORKSHOP | CLEANSED |  | FILE | HAND | TYPE |  | SHAPE | HALF ROUND | CUT TYPE |  | COARSENESS | FINE | CUT NUMBER DESIGNATION |  | BLADE SIZE | 10 IN | BLADE MATERIAL |  | HANDLE LENGTH |  | HANDLE MATERIAL |  | HAZARD CLASS |  | CERTIFICATION/STANDARD |  | ADDITIONAL FEATURES | [49 empty] | QC Completed
STP_009 - Lot3 | Data Enrichment | SZU | OK | 2023-07-13 | 2023-07-13 | SFR | OK |  | 1438384 | 1438384 |  | ERSA | M | 1000 | PC |  |  |  | 000000000000008840AZSAPRD |  |  |  |  | LIMA 1/2 CAÑA FINA DE 8" | FILE 1/2 FINE SHANK OF 8" |  |  |  | MANTENIMIENTO TALLERES | MAINTENANCE WORKSHOPS | [8 empty] | URL NOT FOUND | [9 empty] | MAINTENANCE WORKSHOP | CLEANSED |  | FILE | HAND | TYPE |  | SHAPE | HALF ROUND | CUT TYPE |  | COARSENESS | FINE | CUT NUMBER DESIGNATION |  | BLADE SIZE | 8 IN | BLADE MATERIAL |  | HANDLE LENGTH |  | HANDLE MATERIAL |  | HAZARD CLASS |  | CERTIFICATION/STANDARD |  | ADDITIONAL FEATURES | [49 empty] | QC Completed
STP_009 - Lot3 | Data Enrichment | SZU | OK | 2023-07-13 | 2023-07-13 | SFR | OK |  | 1438383 | 1438383 |  | ERSA | M | 1000 | PC |  |  |  | 000000000000008842AZSAPRD |  |  |  |  | LIMA CUADRADA BASTA DE 10" | 10" ROUGH SQUARE FILE |  |  |  | MANTENIMIENTO TALLERES | MAINTENANCE WORKSHOPS | [8 empty] | URL NOT FOUND | [9 empty] | MAINTENANCE WORKSHOP | CLEANSED |  | FILE | HAND | TYPE |  | SHAPE | SQUARE | CUT TYPE |  | COARSENESS | ROUGH | CUT NUMBER DESIGNATION |  | BLADE SIZE | 10 IN | BLADE MATERIAL |  | HANDLE LENGTH |  | HANDLE MATERIAL |  | HAZARD CLASS |  | CERTIFICATION/STANDARD |  | ADDITIONAL FEATURES | [49 empty] | QC Completed
STP_009 - Lot3 | Data Enrichment | SZU | OK | 2023-07-13 | 2023-07-13 | SFR | OK |  | 1438382 | 1438382 |  | ERSA | M | 1000 | PC |  |  |  | 000000000000008843AZSAPRD |  |  |  |  | LIMA CUADRADA BASTA DE 8" | 8" ROUGH SQUARE FILE |  |  |  | MANTENIMIENTO TALLERES | MAINTENANCE WORKSHOPS | [8 empty] | URL NOT FOUND | [9 empty] | MAINTENANCE WORKSHOP | CLEANSED |  | FILE | HAND | TYPE |  | SHAPE | SQUARE | CUT TYPE |  | COARSENESS | ROUGH | CUT NUMBER DESIGNATION |  | BLADE SIZE | 8 IN | BLADE MATERIAL |  | HANDLE LENGTH |  | HANDLE MATERIAL |  | HAZARD CLASS |  | CERTIFICATION/STANDARD |  | ADDITIONAL FEATURES | [49 empty] | QC Completed
STP_009 - Lot3 | Data Enrichment | SZU | OK | 2023-07-13 | 2023-07-13 | SFR | OK |  | 1438394 | 1438394 |  | ERSA | M | 1000 | PC |  |  |  | 000000000000008816AZSAPRD |  |  |  |  | LIMA PLANA BASTA 10" | BASTA FLAT FILE 10" | [13 empty] | URL NOT FOUND | [10 empty] | CLEANSED |  | FILE | HAND | TYPE |  | SHAPE | FLAT | CUT TYPE |  | COARSENESS | BASTARD | CUT NUMBER DESIGNATION |  | BLADE SIZE | 10 IN | BLADE MATERIAL |  | HANDLE LENGTH |  | HANDLE MATERIAL |  | HAZARD CLASS |  | CERTIFICATION/STANDARD |  | ADDITIONAL FEATURES | [49 empty] | QC Completed
STP_009 - Lot3 | Data Enrichment | SZU | OK | 2023-07-13 | 2023-07-13 | SFR | OK |  | 1438396 | 1438396 |  | ERSA | M | 1000 | PC |  |  |  | 000000000000008814AZSAPRD |  |  |  |  | LIMA PLANA BASTA 12" | BASTA FLAT FILE 12" |  |  |  | TALLER MANTENIMTO | MAINTENANCE WORKSHOP | [8 empty] | URL NOT FOUND | [9 empty] | MAINTENANCE WORKSHOP | CLEANSED |  | FILE | HAND | TYPE |  | SHAPE | FLAT | CUT TYPE |  | COARSENESS | BASTARD | CUT NUMBER DESIGNATION |  | BLADE SIZE | 12 IN | BLADE MATERIAL |  | HANDLE LENGTH |  | HANDLE MATERIAL |  | HAZARD CLASS |  | CERTIFICATION/STANDARD |  | ADDITIONAL FEATURES | [49 empty] | QC Completed
STP_009 - Lot3 | Data Enrichment | SZU | OK | 2023-07-13 | 2023-07-13 | SFR | OK |  | 1438392 | 1438392 |  | ERSA | M | 1000 | PC |  |  |  | 000000000000008817AZSAPRD |  |  |  |  | LIMA PLANA BASTA 14" | BASTA FLAT FILE 14" |  |  |  | TALLER MANTENIMTO | MAINTENANCE WORKSHOP | [8 empty] | URL NOT FOUND | [9 empty] | MAINTENANCE WORKSHOP | CLEANSED |  | FILE | HAND | TYPE |  | SHAPE | FLAT | CUT TYPE |  | COARSENESS | BASTARD | CUT NUMBER DESIGNATION |  | BLADE SIZE | 14 IN | BLADE MATERIAL |  | HANDLE LENGTH |  | HANDLE MATERIAL |  | HAZARD CLASS |  | CERTIFICATION/STANDARD |  | ADDITIONAL FEATURES | [49 empty] | QC Completed
STP_009 - Lot3 | Data Enrichment | SZU | OK | 2023-07-13 | 2023-07-13 | SFR | OK |  | 1438386 | 1438386 |  | ERSA | M | 1000 | PC |  |  |  | 000000000000008838AZSAPRD |  |  |  |  | LIMA PLANA FINA DE 10" | 10" FINE FLAT FILE |  |  |  | MANTENIMIENTO TALLERES | MAINTENANCE WORKSHOPS | [8 empty] | URL NOT FOUND | [9 empty] | MAINTENANCE WORKSHOP | CLEANSED |  | FILE | HAND | TYPE |  | SHAPE | FLAT | CUT TYPE |  | COARSENESS | FINE | CUT NUMBER DESIGNATION |  | BLADE SIZE | 10 IN | BLADE MATERIAL |  | HANDLE LENGTH |  | HANDLE MATERIAL |  | HAZARD CLASS |  | CERTIFICATION/STANDARD |  | ADDITIONAL FEATURES | [49 empty] | QC Completed
STP_009 - Lot3 | Data Enrichment | SZU | OK | 2023-07-13 | 2023-07-13 | SFR | OK |  | 1438385 | 1438385 |  | ERSA | M | 1000 | PC |  |  |  | 000000000000008839AZSAPRD |  |  |  |  | LIMA PLANA FINA DE 14" | 14" FINE FLAT FILE |  |  |  | MANTENIMIENTO TALLERES | MAINTENANCE WORKSHOPS | [8 empty] | URL NOT FOUND | [9 empty] | MAINTENANCE WORKSHOP | CLEANSED |  | FILE | HAND | TYPE |  | SHAPE | FLAT | CUT TYPE |  | COARSENESS | FINE | CUT NUMBER DESIGNATION |  | BLADE SIZE | 14 IN | BLADE MATERIAL |  | HANDLE LENGTH |  | HANDLE MATERIAL |  | HAZARD CLASS |  | CERTIFICATION/STANDARD |  | ADDITIONAL FEATURES | [49 empty] | QC Completed
STP_009 - Lot3 | Data Enrichment | SZU | OK | 2023-07-13 | 2023-07-13 | SFR | OK |  | 1438390 | 1438390 |  | ERSA | M | 1000 | PC |  |  |  | 000000000000008819AZSAPRD |  |  |  |  | LIMA REDONDA BASTA 10" | ROUND FILE BASTA 10" |  |  |  | TALLER MANTENIMTO | MAINTENANCE WORKSHOP | [8 empty] | URL NOT FOUND | [9 empty] | MAINTENANCE WORKSHOP | CLEANSED |  | FILE | HAND | TYPE |  | SHAPE | ROUND | CUT TYPE |  | COARSENESS | BASTARD | CUT NUMBER DESIGNATION |  | BLADE SIZE | 10 IN | BLADE MATERIAL |  | HANDLE LENGTH |  | HANDLE MATERIAL |  | HAZARD CLASS |  | CERTIFICATION/STANDARD |  | ADDITIONAL FEATURES | [49 empty] | QC Completed
STP_009 - Lot3 | Data Enrichment | SZU | OK | 2023-07-13 | 2023-07-13 | SFR | OK |  | 1438389 | 1438389 |  | ERSA | M | 1000 | PC |  |  |  | 000000000000008820AZSAPRD |  |  |  |  | LIMA REDONDA BASTA 12" | ROUND FILE BASTA 12" |  |  |  | TALLER MANTENIMTO | MAINTENANCE WORKSHOP | [8 empty] | URL NOT FOUND | [9 empty] | MAINTENANCE WORKSHOP | CLEANSED |  | FILE | HAND | TYPE |  | SHAPE | ROUND | CUT TYPE |  | COARSENESS | BASTARD | CUT NUMBER DESIGNATION |  | BLADE SIZE | 12 IN | BLADE MATERIAL |  | HANDLE LENGTH |  | HANDLE MATERIAL |  | HAZARD CLASS |  | CERTIFICATION/STANDARD |  | ADDITIONAL FEATURES | [49 empty] | QC Completed
STP_009 - Lot3 | Data Enrichment | SZU | OK | 2023-07-13 | 2023-07-13 | SFR | OK |  | 1438388 | 1438388 |  | ERSA | M | 1000 | PC |  |  |  | 000000000000008821AZSAPRD |  |  |  |  | LIMA REDONDA BASTA 14" | ROUND FILE BASTA 14" |  |  |  | TALLER MANTENIMTO | MAINTENANCE WORKSHOP | [8 empty] | URL NOT FOUND | [9 empty] | MAINTENANCE WORKSHOP | CLEANSED |  | FILE | HAND | TYPE |  | SHAPE | ROUND | CUT TYPE |  | COARSENESS | BASTARD | CUT NUMBER DESIGNATION |  | BLADE SIZE | 14 IN | BLADE MATERIAL |  | HANDLE LENGTH |  | HANDLE MATERIAL |  | HAZARD CLASS |  | CERTIFICATION/STANDARD |  | ADDITIONAL FEATURES | [49 empty] | QC Completed
STP_009 - Lot3 | Data Enrichment | SZU | OK | 2023-07-13 | 2023-07-13 | SFR | OK |  | 1438381 | 1438381 |  | ERSA | M | 1000 | PC |  |  |  | 000000000000008844AZSAPRD |  |  |  |  | LIMA TRIANGULO FINA DE 4" | 4" FINE TRIANGLE FILE |  |  |  | MANTENIMIENTO TALLERES | MAINTENANCE WORKSHOPS | [8 empty] | URL NOT FOUND | [9 empty] | MAINTENANCE WORKSHOP | CLEANSED |  | FILE | HAND | TYPE |  | SHAPE | TRIANGLE | CUT TYPE |  | COARSENESS | FINE | CUT NUMBER DESIGNATION |  | BLADE SIZE | 4 IN | BLADE MATERIAL |  | HANDLE LENGTH |  | HANDLE MATERIAL |  | HAZARD CLASS |  | CERTIFICATION/STANDARD |  | ADDITIONAL FEATURES | [49 empty] | QC Completed
STP_009 - Lot3 | Data Enrichment | SZU | OK | 2023-07-13 | 2023-07-13 | SFR | OK |  | 1438379 | 1438379 |  | ERSA | M | 1000 | PC |  |  |  | 000000000000008846AZSAPRD |  |  |  |  | LIMA TRIANGULO FINA DE 6" | 6" FINE TRIANGLE FILE |  |  |  | MANTENIMIENTO TALLERES | MAINTENANCE WORKSHOPS | [8 empty] | URL NOT FOUND | [9 empty] | MAINTENANCE WORKSHOP | CLEANSED |  | FILE | HAND | TYPE |  | SHAPE | TRIANGLE | CUT TYPE |  | COARSENESS | FINE | CUT NUMBER DESIGNATION |  | BLADE SIZE | 6 IN | BLADE MATERIAL |  | HANDLE LENGTH |  | HANDLE MATERIAL |  | HAZARD CLASS |  | CERTIFICATION/STANDARD |  | ADDITIONAL FEATURES | [49 empty] | QC Completed