## Sheet1
Project | Activities | Production User | Production Comments | Start Date | End Date | QC User | QC Comments | Remarks | Griha ID | MATNR | LVORM | MTART | MBRSH | MATKL | MEINS | MFRPN | MFRNR | MFRNR DES | BISMT | MATNR_LONG | BISMT_LONG | MAKTX_MARA | MAKTX_EN | MAKTX_ES | MAKTX_ES to EN Translated | MAKTX_FR | SPRAS | TEXT_EN | TEXT_ES | TEXT_ES to EN Translated | Class_Char_Values | MNFR | PTNO | Verified MNFR from web | MNFR 1 | PTNO 1 | MNFR 2 | PTNO 2 | Reference URL | Reference URL1 | Item Number | DWG | DRAWING VERSION | POS/TAG | Equipment Type | Equipment Manufacturer | Equipment Model | Equipment Serial | Unused Text | Enriched/Cleansed | UNSPSC Ver.23.07 | Noun | Modifier | Attribute Name 1 | Attribute Value 1 | Attribute Name 2 | Attribute Value 2 | Attribute Name 3 | Attribute Value 3 | Attribute Name 4 | Attribute Value 4 | Attribute Name 5 | Attribute Value 5 | Attribute Name 6 | Attribute Value 6 | Attribute Name 7 | Attribute Value 7 | Attribute Name 8 | Attribute Value 8 | Attribute Name 9 | Attribute Value 9 | Attribute Name 10 | Attribute Value 10 | Attribute Name 11 | Attribute Value 11 | Attribute Name 12 | Attribute Value 12 | Attribute Name 13 | Attribute Value 13 | Attribute Name 14 | Attribute Value 14 | Attribute Name 15 | Attribute Value 15 | Attribute Name 16 | Attribute Value 16 | Attribute Name 17 | Attribute Value 17 | Attribute Name 18 | Attribute Value 18 | Attribute Name 19 | Attribute Value 19 | Attribute Name 20 | Attribute Value 20 | Attribute Name 21 | Attribute Value 21 | Attribute Name 22 | Attribute Value 22 | Attribute Name 23 | Attribute Value 23 | Attribute Name 24 | Attribute Value 24 | Attribute Name 25 | Attribute Value 25 | Attribute Name 26 | Attribute Value 26 | Attribute Name 27 | Attribute Value 27 | Attribute Name 28 | Attribute Value 28 | Attribute Name 29 | Attribute Value 29 | Attribute Name 30 | Attribute Value 30 | Attribute Name 31 | Attribute Value 31 | Attribute Name 32 | Attribute Value 32 | Attribute Name 33 | Attribute Value 33 | Attribute Name 34 | Attribute Value 34 | Attribute Name 35 | Attribute Value 35 | Attribute Name 36 | Attribute Value 36 | Status
STP_009 - Lot3 | Data Enrichment | SZU | OK | 2023-07-13 | 2023-07-17 | SFR | OK |  | 1432456 | 1432456 |  | ERSA | M | 5910 | KIT |  |  |  | 000000000000054475AZSAPRD |  |  |  |  | DISCOS CILINDRO HID BUZO 160-60 S/P 7.3 | HID DIVER CYLINDER DISCS 160-60 S/P 7.3 |  |  |  | (14913-9707) POS 15, 16, 17 Y 20 REF (257428008), (248115003), (248116002), Y (257429007) P/BOMBA PUTZMEISTER | (14913-9707) POS 15, 16, 17 AND 20 REF (257428008), (248115003), (248116002), AND (257429007) P/PUTZMEISTER PUMP | [8 empty] | URL NOT FOUND | [5 empty] | PUTZMEISTER PUMP |  |  |  |  | CLEANSED | 23153100 INDUSTRIAL MACHINERY COMPONENTS AND ACCESSORIES | KIT | NO MODIFIER | TYPE |  | CONTENTS | POS 15 257428008,POS 16 REF: 248115003,POS 17 REF: 248116002,POS 20 REF: 257429007 | NUMBER OF ITEMS | 4 | HAZARD CLASS |  | CERTIFICATION/STANDARD |  | ADDITIONAL FEATURES | HID DIVER CYLINDER DISCS 160-60 REF: 14913-9707 | [60 empty] | QC Completed
STP_009 - Lot3 | Data Enrichment | SZU | OK | 2023-07-13 | 2023-07-14 | SFR | OK |  | 1433563 | 1433563 |  | ERSA | M | 1000 | PC |  |  |  | 000000000000024381AZSAPRD |  |  |  |  | ELECTRODO 3,25MM AISI 310 (PAQUETE) | 3.25MM AISI 310 ELECTRODE (PACKAGE) | [13 empty] | URL NOT FOUND | [10 empty] | CLEANSED | 39121436 ELECTRODES | ELECTRODE | NO MODIFIER | TYPE |  | DIAMETER | 3.25 MM | MATERIAL | 310 STAINLESS STEEL | SHAPE |  | CONTAINER |  | CONDUCTIVITY |  | RESISTIVITY |  | TENSILE STRENGTH |  | HAZARD CLASS |  | CERTIFICATION/STANDARD |  | ADDITIONAL FEATURES | PACKAGE | [50 empty] | QC Completed
STP_009 - Lot3 | Data Enrichment | SZU | OK | 2023-07-13 | 2023-07-14 | SFR | OK |  | 1430177 | 1430177 |  | ERSA | M | 1000 | PAC |  |  |  | 000000000000052880AZSAPRD |  |  |  |  | ELECTRODO BASICO E-7018 Ø2,5MM | BASIC ELECTRODE E-7018 Ø2,5MM | [13 empty] | URL NOT FOUND | [10 empty] | CLEANSED | 23271810 WELDING ELECTRODE | ELECTRODE | WELDING | TYPE |  | DESIGNATION |  | MATERIAL | E-7018 | CURRENT RATING |  | DIAMETER | 2.5 MM | LENGTH |  | HAZARD CLASS |  | CERTIFICATION/STANDARD |  | ADDITIONAL FEATURES | [55 empty] | QC Completed
STP_009 - Lot3 | Data Enrichment | SZU | OK | 2023-07-13 | 2023-07-14 | SFR | OK |  | 1441047 | 1441047 |  | ERSA | M | 5120 | PC |  |  |  | 000000000000069232AZSAPRD |  |  |  |  | ELECTRODO CONDUCTIVIDAD CLS82D-AAPGA | CONDUCTIVITY ELECTRODE CLS82D-AAPGA | [6 empty] | E&H | CLS82D-AAPGA | [5 empty] | https://bromberg-staudt.com/endresshauser/eh-analytics/memosens-sensors/cls82d/cls82d-aapga-2.html | https://bdih-download.endress.com/files/DLA/005056A500261ED798C206AA0C1F879D/TI01188CEN_0417.pdf | [9 empty] | ENRICHED | 41111900 INDICATING AND RECORDING INSTRUMENTS | SENSOR | CONDUCTIVITY | TYPE |  | SENSING RANGE | 1US/CM TO 500MS/CM | CELL CONSTANT | 0.57 | SENSOR TYPE |  | CONNECTION TYPE |  | CABLE LENGTH |  | MATERIAL |  | MOUNTING TYPE |  | SIZE |  | HAZARD CLASS |  | CERTIFICATION/STANDARD | ATEX II,CSA | ADDITIONAL FEATURES | [49 empty] | QC Completed
STP_009 - Lot3 | Data Enrichment | SZU | OK | 2023-07-13 | 2023-07-14 | SFR | OK |  | 1441973 | 1441973 |  | ERSA | M | 1600 | PC |  |  |  | 000000000000049165AZSAPRD |  |  |  |  | ELECTRODO DCHA P/RL7 REF 211.404.1021/7 | RIGHT ELECTRODE P/RL7 REF 211.404.1021/7 | [6 empty] | WEISHAUPT | 211.404.1021/7 | [5 empty] | https://www.ictpl.com.sg/product/part-no-we-211-404-1021-7-ignition-electrode-right-for-rl7-rl-rms3040-gr-30-50-1-b-gr-50-2-1ln-burner/ | [7 empty] | RL7 |  |  | CLEANSED | 39121436 ELECTRODES | ELECTRODE | NO MODIFIER | TYPE | IGNITION,RIGHT | DIAMETER |  | MATERIAL |  | SHAPE |  | CONTAINER |  | CONDUCTIVITY |  | RESISTIVITY |  | TENSILE STRENGTH |  | HAZARD CLASS |  | CERTIFICATION/STANDARD |  | ADDITIONAL FEATURES | REF:211.404.1021/7 | [50 empty] | QC Completed
STP_009 - Lot3 | Data Enrichment | SZU | OK | 2023-07-13 | 2023-07-14 | SFR | OK |  | 1441967 | 1441967 |  | ERSA | M | 1600 | PC |  |  |  | 000000000000049167AZSAPRD |  |  |  |  | ELECTRODO DCHA P/RL8 REF 111.947.1008/7 | RIGHT ELECTRODE P/RL8 REF 111.947.1008/7 | [6 empty] | WEISHAUPT | 111.947.1008/7 | [5 empty] | https://www.suner.eu/en/products/weishaupt-11197410087-right-electrode-for-rl8-11-rms-7-11-g-9-11-19751/ | [7 empty] | RL8 |  |  | CLEANSED | 39121436 ELECTRODES | ELECTRODE | NO MODIFIER | TYPE | IGNITION,RIGHT | DIAMETER |  | MATERIAL |  | SHAPE |  | CONTAINER |  | CONDUCTIVITY |  | RESISTIVITY |  | TENSILE STRENGTH |  | HAZARD CLASS |  | CERTIFICATION/STANDARD |  | ADDITIONAL FEATURES | REF:111.947.1008/7 | [50 empty] | QC Completed
STP_009 - Lot3 | Data Enrichment | SZU | OK | 2023-07-13 | 2023-07-14 | SFR | OK |  | 1442076 | 1442076 |  | ERSA | M | 5120 | PC |  |  |  | 000000000000042076AZSAPRD |  |  |  |  | ELECTRODO DE MEDIDA CPS-11-1BA-2GSA | MEASURING ELECTRODE CPS-11-1BA-2GSA | [6 empty] | E&H | CPS-11-1BA-2GSA | [5 empty] | https://portal.endress.com/wa001/dla/5000184/5413/000/02/TI028CEN_0208.pdf | [10 empty] | ENRICHED | 41115604 PH ELECTRODES | ELECTRODE | PH | TYPE | MEASURING | POWER SUPPLY |  | MEASURING RANGE | 0-14 PH | CABLE LENGTH |  | CONNECTION TYPE |  | MOUNTING TYPE |  | SIZE | 120 MM | MATERIAL | GLASS/PTFE | TEMPERATURE RATING | 135 DEG C | ENCLOSURE |  | HAZARD CLASS |  | CERTIFICATION/STANDARD | ATEX II 1G EEX IA IIC T3/T4/T6 | ADDITIONAL FEATURES | [47 empty] | QC Completed
STP_009 - Lot3 | Data Enrichment | SZU | OK | 2023-07-13 | 2023-07-14 | SFR | OK |  | 1441447 | 1441447 |  | ERSA | M | 1000 | PC |  |  |  | 000000000000022153AZSAPRD |  |  |  |  | ELECTRODO DE MEDIDA PH REF. 60258000 | PH MEASURING ELECTRODE REF. 60258000 | [7 empty] | 60258000 | [5 empty] | URL NOT FOUND | [10 empty] | CLEANSED | 41115604 PH ELECTRODES | ELECTRODE | PH | TYPE | MEASURING | POWER SUPPLY |  | MEASURING RANGE |  | CABLE LENGTH |  | CONNECTION TYPE |  | MOUNTING TYPE |  | SIZE |  | MATERIAL |  | TEMPERATURE RATING |  | ENCLOSURE |  | HAZARD CLASS |  | CERTIFICATION/STANDARD |  | ADDITIONAL FEATURES | [47 empty] | QC Completed
STP_009 - Lot3 | Data Enrichment | SZU | OK | 2023-07-13 | 2023-07-17 | SFR | OK |  | 1441049 | 1441049 |  | ERSA | M | 5120 | PC |  |  |  | 000000000000067751AZSAPRD |  |  |  |  | Electrodo de pH JUMO TecLine con caña | JUMO TecLine pH electrode with stem |  |  |  | de vidrio, diafragma PTFE para mediciÃ³n de pH en lÃ­nea de 0-16pH, rosca 1/2",L=120mm Ref.:201020/51-18-04-22-120/837 | glass, PTFE diaphragm for online pH measurement from 0-16pH, 1/2" thread, L=120mm Ref.:201020/51-18-04-22-120/837 |  | JUMO TECLINE | 201020/51-18-04-22-120/837 | [5 empty] | https://drive.google.com/file/d/1Aw36SI93RUKEPCtdpwBjAToY-46vSWhw/view?usp=sharing | [10 empty] | ENRICHED | 41115604 PH ELECTRODES | ELECTRODE | PH | TYPE |  | POWER SUPPLY |  | MEASURING RANGE | 0-14 PH | CABLE LENGTH |  | CONNECTION TYPE |  | MOUNTING TYPE |  | SIZE | 120 MM | MATERIAL | GLASS | TEMPERATURE RATING |  | ENCLOSURE |  | HAZARD CLASS |  | CERTIFICATION/STANDARD |  | ADDITIONAL FEATURES | 1/2 IN THREAD,PTFE DIAPHRAGM WITH STEM | [46 empty] | QC Completed
STP_009 - Lot3 | Data Enrichment | SZU | OK | 2023-07-13 | 2023-07-14 | SFR | OK |  | 1441093 | 1441093 |  | ERSA | M | 5120 | PC |  |  |  | 000000000000066348AZSAPRD |  |  |  |  | Electrodo de PH MEMOSENS Ref.CPS11D7BA21 | MEMOSENS PH electrode Ref.CPS11D7BA21 |  |  |  | Tanques EDAR | WWTP tanks |  | E&H | CPS11D7BA21 | [5 empty] | https://portal.endress.com/wa001/dla/5000184/5413/000/02/TI028CEN_0208.pdf | [5 empty] | WWTP TANKS |  |  |  |  | ENRICHED | 41115604 PH ELECTRODES | ELECTRODE | PH | TYPE |  | POWER SUPPLY |  | MEASURING RANGE | 0-14 PH | CABLE LENGTH |  | CONNECTION TYPE |  | MOUNTING TYPE |  | SIZE | 120 MM | MATERIAL | GLASS | TEMPERATURE RATING | 135 DEG C | ENCLOSURE |  | HAZARD CLASS |  | CERTIFICATION/STANDARD |  | ADDITIONAL FEATURES | BRAND NAME:MEMOSENS | [46 empty] | QC Completed
STP_009 - Lot3 | Data Enrichment | SZU | OK | 2023-07-13 | 2023-07-17 | SFR | OK |  | 1442118 | 1442118 |  | ERSA | M | 5120 | PC |  |  |  | 000000000000007195AZSAPRD |  |  |  |  | ELECTRODO DE REFERENCIA -SEN- | REFERENCE ELECTRODE -SEN- |  |  |  | SOR TIPO SR20-AC22 B4-1 -PARA MEDIDA DE PH Y CONDUCTIVIDAD | SOR TYPE SR20-AC22 B4-1 -FOR PH AND CONDUCTIVITY MEASUREMENT | [8 empty] | URL NOT FOUND | [5 empty] | PH AND CONDUCTIVITY MEASUREMENT |  | SR20-AC22 B4-1 |  |  | CLEANSED | 41115604 PH ELECTRODES | ELECTRODE | PH | TYPE | SENSOR | POWER SUPPLY |  | MEASURING RANGE |  | CABLE LENGTH |  | CONNECTION TYPE |  | MOUNTING TYPE |  | SIZE |  | MATERIAL |  | TEMPERATURE RATING |  | ENCLOSURE |  | HAZARD CLASS |  | CERTIFICATION/STANDARD |  | ADDITIONAL FEATURES | [47 empty] | QC Completed
STP_009 - Lot3 | Data Enrichment | SZU | OK | 2023-07-13 | 2023-07-14 | SFR | OK |  | 1441185 | 1441185 |  | ERSA | M | 5120 | PC |  |  |  | 000000000000057482AZSAPRD |  |  |  |  | ELECTRODO DE TRANSMISION DE NIVEL | LEVEL TRANSMISSION ELECTRODE |  |  |  | P/GENERADOR VAPOR OLMAR OL-3000 | FOR OLMAR OL-3000 STEAM GENERATOR | [8 empty] | URL NOT FOUND | [5 empty] | STEAM GENERATOR | OLMAR | OL-3000 |  |  | CLEANSED | 39121436 ELECTRODES | ELECTRODE | NO MODIFIER | TYPE | LEVEL TRANSMISSION | DIAMETER |  | MATERIAL |  | SHAPE |  | CONTAINER |  | CONDUCTIVITY |  | RESISTIVITY |  | TENSILE STRENGTH |  | HAZARD CLASS |  | CERTIFICATION/STANDARD |  | ADDITIONAL FEATURES | [51 empty] | QC Completed
STP_009 - Lot3 | Data Enrichment | SZU | OK | 2023-07-13 | 2023-07-17 | SFR | OK |  | 1434908 | 1434908 |  | ERSA | M | 1000 | PC |  |  |  | 000000000000069255AZSAPRD |  |  |  |  | ELECTRODO DUPLEX REVESTIDO RUTILO 2.5MM | 2.5MM RUTILE COATED DUPLEX ELECTRODE |  |  |  | REF: EUROTROD LC62 / A 5.4:E 2209-17 / 3581 â€“ A E 22 9 3 N L R 12 | REF: EUROTROD LC62 / A 5.4:E 2209-17 / 3581 â€“ AE 22 9 3 NLR 12 |  |  | EUROTROD LC62 | [5 empty] | https://www.eurosald.com/prodotti/consumabili/materiali-dapporto/elettrodi-duplex-eurotrod-lc62-e2209/ | [10 empty] | ENRICHED | 23271810 WELDING ELECTRODE | ELECTRODE | WELDING | TYPE |  | DESIGNATION | EUROTROD LC62 | MATERIAL | LOW CARBON RUTILE COATED | CURRENT RATING |  | DIAMETER | 2.5 MM | LENGTH | 300 MM | HAZARD CLASS |  | CERTIFICATION/STANDARD | AWS A5.4: E 2209-17,EN ISO 3581-A:E22 9 3 NLR 12 | ADDITIONAL FEATURES | DUPLEX TYPE STEEL | [54 empty] | QC Completed
STP_009 - Lot3 | Data Enrichment | SZU | OK | 2023-07-13 | 2023-07-14 | SFR | OK |  | 1441846 | 1441846 |  | ERSA | M | 5120 | PC |  |  |  | 000000000000043657AZSAPRD |  |  |  |  | ELECTRODO E&H CLS-TSP-3567 K=1 Ø÷20 mS | E&H ELECTRODE CLS-TSP-3567 K=1 Ø÷20 mS |  |  |  | CONDUCTIVIDAD | CONDUCTIVITY |  | E&H | CLS-TSP-3567 | [5 empty] | URL NOT FOUND | [10 empty] | CLEANSED | 41111900 INDICATING AND RECORDING INSTRUMENTS | SENSOR | CONDUCTIVITY | TYPE |  | SENSING RANGE | 20MS | CELL CONSTANT | 1 | SENSOR TYPE |  | CONNECTION TYPE |  | CABLE LENGTH |  | MATERIAL |  | MOUNTING TYPE |  | SIZE |  | HAZARD CLASS |  | CERTIFICATION/STANDARD |  | ADDITIONAL FEATURES | [49 empty] | QC Completed
STP_009 - Lot3 | Data Enrichment | SZU | OK | 2023-07-13 | 2023-07-14 | SFR | OK |  | 1441696 | 1441696 |  | ERSA | M | 5120 | PC |  |  |  | 000000000000043663AZSAPRD |  |  |  |  | ELECTRODO E&H CPS1-12-AA-4TSA PH | E&H CPS1-12-AA-4TSA PH ELECTRODE |  |  |  | MEDIO CONDUCTIVO | CONDUCTIVE MEDIUM |  | E&H | CPS1-12-AA-4TSA | [5 empty] | URL NOT FOUND | [10 empty] | CLEANSED | 41115604 PH ELECTRODES | ELECTRODE | PH | TYPE | CONDUCTIVE MEDIUM | POWER SUPPLY |  | MEASURING RANGE |  | CABLE LENGTH |  | CONNECTION TYPE |  | MOUNTING TYPE |  | SIZE |  | MATERIAL |  | TEMPERATURE RATING |  | ENCLOSURE |  | HAZARD CLASS |  | CERTIFICATION/STANDARD |  | ADDITIONAL FEATURES | [47 empty] | QC Completed
STP_009 - Lot3 | Data Enrichment | SZU | OK | 2023-07-13 | 2023-07-14 | SFR | OK |  | 1441702 | 1441702 |  | ERSA | M | 5120 | PC |  |  |  | 000000000000043661AZSAPRD |  |  |  |  | ELECTRODO E&H CPS11-2BA2ESA MEDIO CON- | E&H ELECTRODE CPS11-2BA2ESA MEDIUM CON- |  |  |  | DUCTIVO | DUCTIVE |  | E&H | CPS11-2BA2ESA | [5 empty] | https://portal.endress.com/wa001/dla/5000184/5413/000/02/TI028CEN_0208.pdf | [10 empty] | ENRICHED | 41115604 PH ELECTRODES | ELECTRODE | PH | TYPE | CONDUCTIVE MEDIUM | POWER SUPPLY |  | MEASURING RANGE | 0-14 PH | CABLE LENGTH |  | CONNECTION TYPE |  | MOUNTING TYPE |  | SIZE | 120 MM | MATERIAL | GLASS/PTFE | TEMPERATURE RATING | 135 DEG C | ENCLOSURE |  | HAZARD CLASS |  | CERTIFICATION/STANDARD | ATEX II 1G EEX IA IIC T3/T4/T6 | ADDITIONAL FEATURES | [47 empty] | QC Completed
STP_009 - Lot3 | Data Enrichment | SZU | OK | 2023-07-13 | 2023-07-14 | SFR | OK |  | 1441714 | 1441714 |  | ERSA | M | 5120 | PC |  |  |  | 000000000000043660AZSAPRD |  |  |  |  | ELECTRODO E&H CTS1-A2GSA TEMPERATURA | E&H CTS1-A2GSA TEMPERATURE ELECTRODE |  |  |  | CONDUCTIVIDAD | CONDUCTIVITY |  | E&H | CTS1-A2GSA | [5 empty] | https://www.endress.com/en/field-instruments-overview/CTS1?t.tabId=product-overview | [10 empty] | ENRICHED | 41115604 PH ELECTRODES | ELECTRODE | PH | TYPE | CONDUCTIVE MEDIUM | POWER SUPPLY |  | MEASURING RANGE | 0-14 PH | CABLE LENGTH |  | CONNECTION TYPE |  | MOUNTING TYPE |  | SIZE | 12 MM | MATERIAL |  | TEMPERATURE RATING |  | ENCLOSURE |  | HAZARD CLASS |  | CERTIFICATION/STANDARD |  | ADDITIONAL FEATURES | WITH TEMPERATURE SENSOR | [46 empty] | QC Completed
STP_009 - Lot3 | Data Enrichment | SZU | OK | 2023-07-13 | 2023-07-14 | SFR | OK |  | 1430361 | 1430361 |  | ERSA | M | 1000 | PAC |  |  |  | 000000000000066943AZSAPRD |  |  |  |  | ELECTRODO ELGA CROMAROD 347 Ø2.5X300 | ELGA CROMAROD 347 ELECTRODE Ø2.5X300 | [6 empty] | ELGA | 74482500 | [5 empty] | https://elgawelding.com/wp-content/uploads/2018/08/Cromarod-347.pdf | [10 empty] | ENRICHED | 23271810 WELDING ELECTRODE | ELECTRODE | WELDING | TYPE |  | DESIGNATION | CROMAROD 347 | MATERIAL |  | CURRENT RATING | 50-80 A | DIAMETER | 2.5 MM | LENGTH | 300 MM | HAZARD CLASS |  | CERTIFICATION/STANDARD | AWS A5.4,E 347-17,ISO 3581-A,E 19 9 NB R 12,CE | ADDITIONAL FEATURES | [55 empty] | QC Completed
STP_009 - Lot3 | Data Enrichment | SZU | OK | 2023-07-13 | 2023-07-14 | SFR | OK |  | 1430362 | 1430362 |  | ERSA | M | 1000 | PAC |  |  |  | 000000000000066944AZSAPRD |  |  |  |  | ELECTRODO ELGA CROMAROD 347 Ø3.2X350 | ELGA CROMAROD 347 ELECTRODE Ø3.2X350 | [6 empty] | ELGA | 74483200 | [5 empty] | https://elgawelding.com/wp-content/uploads/2018/08/Cromarod-347.pdf | [10 empty] | ENRICHED | 23271810 WELDING ELECTRODE | ELECTRODE | WELDING | TYPE |  | DESIGNATION | CROMAROD 347 | MATERIAL |  | CURRENT RATING | 80-110 A | DIAMETER | 3.2 MM | LENGTH | 350 MM | HAZARD CLASS |  | CERTIFICATION/STANDARD | AWS A5.4,E 347-17,ISO 3581-A,E 19 9 NB R 12,CE | ADDITIONAL FEATURES | [55 empty] | QC Completed
STP_009 - Lot3 | Data Enrichment | SZU | OK | 2023-07-13 | 2023-07-17 | SFR | OK |  | 1436427 | 1436427 |  | ERSA | M | 1000 | PC |  |  |  | 000000000000068264AZSAPRD |  |  |  |  | ELECTRODO ESPECTROFOTOMETRO ARL 4460 | ARL 4460 SPECTROPHOTOMETER ELECTRODE |  |  |  | THERMOFISHER SCIENTIFIC S427134 | THERMOFISHER SCIENTIFIC S427134 |  | THERMOFISHER SCIENTIFIC | S427134 | [5 empty] | https://www.volza.com/p/optical-spare-parts/import/import-in-india/hsn-code-81019990/ | [5 empty] | SPECTROPHOTOMETER |  | ARL 4460 |  |  | CLEANSED | 39121436 ELECTRODES | ELECTRODE | NO MODIFIER | TYPE |  | DIAMETER |  | MATERIAL |  | SHAPE |  | CONTAINER |  | CONDUCTIVITY |  | RESISTIVITY |  | TENSILE STRENGTH |  | HAZARD CLASS |  | CERTIFICATION/STANDARD |  | ADDITIONAL FEATURES | [51 empty] | QC Completed
STP_009 - Lot3 | Data Enrichment | SZU | OK | 2023-07-13 | 2023-07-17 | SFR | OK |  | 1438743 | 1438743 |  | ERSA | M | 1000 | PC |  |  |  | 000000000000008135AZSAPRD |  |  |  |  | ELECTRODO ESTRELLA AZSA II | AZSA II STAR ELECTRODE |  |  |  | POS.1-3, 6-10 S/P AZ-II-31-9-1 (1.S-20143 C) DEP.ELEC.HUMEDO AZSA II | POS.1-3, 6-10 S/P AZ-II-31-9-1 (1.S-20143 C) AZSA II WET ELECTRICAL DEP. | [8 empty] | URL NOT FOUND |  |  |  |  | 1-3, 6-10 | [5 empty] | CLEANSED | 39121436 ELECTRODES | ELECTRODE | NO MODIFIER | TYPE |  | DIAMETER |  | MATERIAL |  | SHAPE |  | CONTAINER |  | CONDUCTIVITY |  | RESISTIVITY |  | TENSILE STRENGTH |  | HAZARD CLASS |  | CERTIFICATION/STANDARD |  | ADDITIONAL FEATURES | AZSA II STAR,P AZ-II-31-9-1 (1.S-20143 C) AZSA II WET ELECTRICAL DEP. | [50 empty] | QC Completed
STP_009 - Lot3 | Data Enrichment | SZU | OK | 2023-07-13 | 2023-07-17 | SFR | OK |  | 1429004 | 1429004 |  | ERSA | M | 1000 | PC |  |  |  | 000000000000031852AZSAPRD |  |  |  |  | ELECTRODO ION SELECTIVO P/FLUOR METROHM | METROHM FLUORINE SELECTIVE ION ELECTRODE |  |  |  | RF. 60502150 | R.F. 60502150 |  | METROHM | 60502150 | [5 empty] | https://www-metrohm-com.translate.goog/pt_br/products/6/0502/60502150.html?_x_tr_sl=pt&_x_tr_tl=en&_x_tr_hl=en&_x_tr_pto=sc | [10 empty] | CLEANSED | 39121436 ELECTRODES | ELECTRODE | NO MODIFIER | TYPE |  | DIAMETER |  | MATERIAL |  | SHAPE |  | CONTAINER |  | CONDUCTIVITY |  | RESISTIVITY |  | TENSILE STRENGTH |  | HAZARD CLASS |  | CERTIFICATION/STANDARD |  | ADDITIONAL FEATURES | FLUORINE SELECTIVE ION | [50 empty] | QC Completed
STP_009 - Lot3 | Data Enrichment | SZU | OK | 2023-07-13 | 2023-07-17 | SFR | OK |  | 1439093 | 1439093 |  | ERSA | M | 1000 | PC |  |  |  | 000000000000006402AZSAPRD |  |  |  |  | ELECTRODO IONIZACION S/P IV-24470.C | IONIZATION ELECTRODE S/P IV-24470.C |  |  |  | PRIMERA ETAPA E.F.H.TIPO PUNTA DEPURACION AZSA I. | FIRST STAGE EFHTYPE PUNTA DEPURACIÓN AZSA I. |  |  | IV-24470.C | [5 empty] | URL NOT FOUND | [10 empty] | CLEANSED | 39121436 ELECTRODES | ELECTRODE | NO MODIFIER | TYPE | IONIZATION | DIAMETER |  | MATERIAL |  | SHAPE |  | CONTAINER |  | CONDUCTIVITY |  | RESISTIVITY |  | TENSILE STRENGTH |  | HAZARD CLASS |  | CERTIFICATION/STANDARD |  | ADDITIONAL FEATURES | FIRST STAGE EFHTYPE PUNTA DEPURACIÓN AZSA I. | [50 empty] | QC Completed
STP_009 - Lot3 | Data Enrichment | SZU | OK | 2023-07-13 | 2023-07-17 | SFR | OK |  | 1439091 | 1439091 |  | ERSA | M | 1000 | PC |  |  |  | 000000000000006453AZSAPRD |  |  |  |  | ELECTRODO IONIZACION,S/P. IV-60554.C | IONIZATION ELECTRODE,S/P. IV-60554.C |  |  |  | SEGUNDA ETAPA E.F.H., TIPO ESTRELLA -DEPURAC.AZSA-I | SECOND STAGE EFH, STAR TYPE -DEPURAC.AZSA-I |  |  | IV-60554.C | [5 empty] | URL NOT FOUND | [10 empty] | CLEANSED | 39121436 ELECTRODES | ELECTRODE | NO MODIFIER | TYPE | IONIZATION | DIAMETER |  | MATERIAL |  | SHAPE |  | CONTAINER |  | CONDUCTIVITY |  | RESISTIVITY |  | TENSILE STRENGTH |  | HAZARD CLASS |  | CERTIFICATION/STANDARD |  | ADDITIONAL FEATURES | SECOND STAGE EFH,STAR TYPE -DEPURAC.AZSA-I | [50 empty] | QC Completed
STP_009 - Lot3 | Data Enrichment | SZU | OK | 2023-07-13 | 2023-07-14 | SFR | OK |  | 1441969 | 1441969 |  | ERSA | M | 1600 | PC |  |  |  | 000000000000049166AZSAPRD |  |  |  |  | ELECTRODO IZDA P/RL7 REF 211.404.1020/7 | LEFT ELECTRODE P/RL7 REF 211.404.1020/7 | [6 empty] | WEISHAUPT | 211.404.1020/7 | [5 empty] | https://www.suner.eu/en/products/weishaupt-21140410207-left-ignition-electrode-for-rl7-19738/ | [7 empty] | RL7 |  |  | CLEANSED | 39121436 ELECTRODES | ELECTRODE | NO MODIFIER | TYPE | IGNITION,LEFT | DIAMETER |  | MATERIAL |  | SHAPE |  | CONTAINER |  | CONDUCTIVITY |  | RESISTIVITY |  | TENSILE STRENGTH |  | HAZARD CLASS |  | CERTIFICATION/STANDARD |  | ADDITIONAL FEATURES | [51 empty] | QC Completed
STP_009 - Lot3 | Data Enrichment | SZU | OK | 2023-07-13 | 2023-07-14 | SFR | OK |  | 1441966 | 1441966 |  | ERSA | M | 1600 | PC |  |  |  | 000000000000049168AZSAPRD |  |  |  |  | ELECTRODO IZDA P/RL8 REF 111.947.1007/7 | LEFT ELECTRODE P/RL8 REF 111.947.1007/7 | [6 empty] | WEISHAUPT | 111.947.1007/7 | [5 empty] | URL NOT FOUND | [7 empty] | RL8 |  |  | CLEANSED | 39121436 ELECTRODES | ELECTRODE | NO MODIFIER | TYPE | LEFT | DIAMETER |  | MATERIAL |  | SHAPE |  | CONTAINER |  | CONDUCTIVITY |  | RESISTIVITY |  | TENSILE STRENGTH |  | HAZARD CLASS |  | CERTIFICATION/STANDARD |  | ADDITIONAL FEATURES | [51 empty] | QC Completed
STP_009 - Lot3 | Data Enrichment | SZU | OK | 2023-07-13 | 2023-07-17 | SFR | OK |  | 1442119 | 1442119 |  | ERSA | M | 5120 | PC |  |  |  | 000000000000007194AZSAPRD |  |  |  |  | ELECTRODO MEDIDA -SENSOR TIPO | MEASURING ELECTRODE -SENSOR TYPE |  |  |  | SM 21-AG4 B7-1,RANGO 0-14 PH PARA MEDIDA DE PH Y CONDUC- TIVIDAD | SM 21-AG4 B7-1, 0-14 PH RANGE FOR PH AND CONDUCTIVITY MEASUREMENT |  | YOKOGAWA | SM 21-AG4 B7-1 | [5 empty] | https://www.nexinstrument.com/sm21-ag4 | [10 empty] | ENRICHED | 41115604 PH ELECTRODES | ELECTRODE | PH | TYPE | SINGLE | POWER SUPPLY |  | MEASURING RANGE | 0-14 PH | CABLE LENGTH |  | CONNECTION TYPE |  | MOUNTING TYPE |  | SIZE |  | MATERIAL | GLASS | TEMPERATURE RATING | 0-100 DEG C | ENCLOSURE |  | HAZARD CLASS |  | CERTIFICATION/STANDARD |  | ADDITIONAL FEATURES | [47 empty] | QC Completed
STP_009 - Lot3 | Data Enrichment | SZU | OK | 2023-07-13 | 2023-07-17 | SFR | OK |  | 1438290 | 1438290 |  | ERSA | M | 1000 | PC |  |  |  | 000000000000009254AZSAPRD |  |  |  |  | ELECTRODO MIXEND-C 3,25 MM | MIXEND-C ELECTRODE 3.25 MM |  |  |  | MANTEMTO. TALLERES | MAINTENANCE. WORKSHOPS | [8 empty] | URL NOT FOUND | [9 empty] | MAINTENANCE WORKSHOP | CLEANSED | 39121436 ELECTRODES | ELECTRODE | NO MODIFIER | TYPE | MIXEND-C | DIAMETER | 3.25 MM | MATERIAL |  | SHAPE |  | CONTAINER |  | CONDUCTIVITY |  | RESISTIVITY |  | TENSILE STRENGTH |  | HAZARD CLASS |  | CERTIFICATION/STANDARD |  | ADDITIONAL FEATURES | [51 empty] | QC Completed
STP_009 - Lot3 | Data Enrichment | SZU | OK | 2023-07-13 | 2023-07-14 | SFR | OK |  | 1441065 | 1441065 |  | ERSA | M | 5120 | PC |  |  |  | 000000000000067568AZSAPRD |  |  |  |  | Electrodo p/medicion PH linea E+H CPF81D | Electrode for PH measurement line E+H CPF81D |  |  |  | En lÃ­nea de 0-14pH, rosca Â¾" NPT, TÂª admisible 110ÂºC y presiÃ³n mÃ¡xima admisible 10 bar a 80ÂºC | In 0-14pH line, Â¾" NPT thread, admissible temperature 110ÂºC and maximum admissible pressure 10 bar at 80ÂºC |  | E&H | CPF81D | [5 empty] | https://www.instrumart.com/assets/CPF81D-Datasheet.pdf | [10 empty] | CLEANSED | 41115604 PH ELECTRODES | ELECTRODE | PH | TYPE |  | POWER SUPPLY |  | MEASURING RANGE | 0-14 PH | CABLE LENGTH |  | CONNECTION TYPE | NPT | MOUNTING TYPE |  | SIZE |  | MATERIAL |  | TEMPERATURE RATING | 110 DEG C | ENCLOSURE |  | HAZARD CLASS |  | CERTIFICATION/STANDARD |  | ADDITIONAL FEATURES | MAXIMUM ADMISSIBLE PRESSURE: 10 BAR AT 80DEG C | [46 empty] | QC Completed
STP_009 - Lot3 | Data Enrichment | SZU | OK | 2023-07-13 | 2023-07-14 | SFR | OK |  | 1441592 | 1441592 |  | ERSA | M | 5120 | PC |  |  |  | 000000000000052763AZSAPRD |  |  |  |  | ELECTRODO pH CPS11-2-BA-2-ESA E&H | pH ELECTRODE CPS11-2-BA-2-ESA E&H | [6 empty] | E&H | CPS11-2-BA-2-ESA | [5 empty] | https://portal.endress.com/wa001/dla/5000184/5413/000/02/TI028CEN_0208.pdf | [10 empty] | ENRICHED | 41115604 PH ELECTRODES | ELECTRODE | PH | TYPE |  | POWER SUPPLY |  | MEASURING RANGE | 0-14 PH | CABLE LENGTH |  | CONNECTION TYPE |  | MOUNTING TYPE |  | SIZE | 120 MM | MATERIAL | GLASS/PTFE | TEMPERATURE RATING | 135 DEG C | ENCLOSURE |  | HAZARD CLASS |  | CERTIFICATION/STANDARD | ATEX II 1G EEX IA IIC T3/T4/T6 | ADDITIONAL FEATURES | [47 empty] | QC Completed
STP_009 - Lot3 | Data Enrichment | SZU | OK | 2023-07-13 | 2023-07-14 | SFR | OK |  | 1441094 | 1441094 |  | ERSA | M | 5120 | PC |  |  |  | 000000000000066146AZSAPRD |  |  |  |  | ELECTRODO PH MEMOSENS E&H CPS11D-7BA21 | PH ELECTRODE MEMOSENS E&H CPS11D-7BA21 | [6 empty] | E&H | CPS11D-7BA21 | [5 empty] | https://portal.endress.com/wa001/dla/5000184/5413/000/02/TI028CEN_0208.pdf | [10 empty] | ENRICHED | 41115604 PH ELECTRODES | ELECTRODE | PH | TYPE |  | POWER SUPPLY |  | MEASURING RANGE | 0-14 PH | CABLE LENGTH |  | CONNECTION TYPE |  | MOUNTING TYPE |  | SIZE | 120 MM | MATERIAL | GLASS/PTFE | TEMPERATURE RATING | 135 DEG C | ENCLOSURE |  | HAZARD CLASS |  | CERTIFICATION/STANDARD |  | ADDITIONAL FEATURES | BRAND NAME:MEMOSENS | [46 empty] | QC Completed
STP_009 - Lot3 | Data Enrichment | SZU | OK | 2023-07-13 | 2023-07-14 | SFR | OK |  | 1441119 | 1441119 |  | ERSA | M | 5120 | PC |  |  |  | 000000000000065321AZSAPRD |  |  |  |  | ELECTRODO PH ORBIPAC CPF81 LH11C3 | PH ELECTRODE ORBIPAC CPF81 LH11C3 |  |  |  | P/MEDICION PH VERTIDO FINAL DECANTADOR DEPURADORA | P/PH MEASUREMENT FINAL DISCHARGE SETTLEMENT TREATMENT PLANT |  | E&H | CPF81 LH11C3 | [5 empty] | https://www.instrumart.com/assets/CPF81D-Datasheet.pdf | [5 empty] | PH MEASUREMENT FINAL DISCHARGE SETTLEMENT TREATMENT PLANT |  |  |  |  | ENRICHED | 41115604 PH ELECTRODES | ELECTRODE | PH | TYPE |  | POWER SUPPLY |  | MEASURING RANGE | 0-14 PH | CABLE LENGTH |  | CONNECTION TYPE |  | MOUNTING TYPE |  | SIZE |  | MATERIAL |  | TEMPERATURE RATING | 110 DEG C | ENCLOSURE |  | HAZARD CLASS |  | CERTIFICATION/STANDARD | FM IS NI CL. I DIV.1&2,GROUPS A-D | ADDITIONAL FEATURES | BRAND NAME:ORBIPAC | [46 empty] | QC Completed
STP_009 - Lot3 | Data Enrichment | SZU | OK | 2023-07-13 | 2023-07-14 | SFR | OK |  | 1442082 | 1442082 |  | ERSA | M | 5120 | PC |  |  |  | 000000000000041212AZSAPRD |  |  |  |  | ELECTRODO PH REF. HI1090B/6 | PH ELECTRODE REF. HI1090B/6 |  |  |  | P/TANQUES NEUTRALIZACION Y SALIDA DEPURADORA | FOR NEUTRALIZATION TANKS AND TREATMENT OUTLET |  |  | HI1090B/6 | [5 empty] | https://m-hannamalaysia-com.translate.goog/index.php?ws=showproducts&products_id=1668640&_x_tr_sl=ms&_x_tr_tl=en&_x_tr_hl=en&_x_tr_pto=sc | [5 empty] | NEUTRALIZATION TANKS AND TREATMENT OUTLET |  |  |  |  | ENRICHED | 41115604 PH ELECTRODES | ELECTRODE | PH | TYPE |  | POWER SUPPLY |  | MEASURING RANGE | 0-14 PH | CABLE LENGTH | 6 M | CONNECTION TYPE |  | MOUNTING TYPE |  | SIZE | 12 MM | MATERIAL | GLASS | TEMPERATURE RATING |  | ENCLOSURE |  | HAZARD CLASS |  | CERTIFICATION/STANDARD |  | ADDITIONAL FEATURES | [47 empty] | QC Completed
STP_009 - Lot3 | Data Enrichment | SZU | OK | 2023-07-13 | 2023-07-14 | SFR | OK |  | 1434403 | 1434403 |  | ERSA | M | 1000 | PC |  |  |  | 000000000000065169AZSAPRD |  |  |  |  | ELECTRODO PLASMA 9-8215 | PLASMA ELECTRODE 9-8215 | [6 empty] | THERMAL DYNAMICS | 9-8215 | [5 empty] | https://www.grainger.com/product/THERMAL-DYNAMICS-Electrode-For-Thermal-Dynamics-2CZG8 | [10 empty] | CLEANSED | 39121436 ELECTRODES | ELECTRODE | NO MODIFIER | TYPE |  | DIAMETER |  | MATERIAL |  | SHAPE |  | CONTAINER |  | CONDUCTIVITY |  | RESISTIVITY |  | TENSILE STRENGTH |  | HAZARD CLASS |  | CERTIFICATION/STANDARD |  | ADDITIONAL FEATURES | FOR PLASMA TORCH | [50 empty] | QC Completed
STP_009 - Lot3 | Data Enrichment | SZU | OK | 2023-07-13 | 2023-07-14 | SFR | OK |  | 1438288 | 1438288 |  | ERSA | M | 1000 | PC |  |  |  | 000000000000009258AZSAPRD |  |  |  |  | ELECTRODO SN 316L Ø3,2MM | ELECTRODE SN 316L Ø3,2MM | [13 empty] | URL NOT FOUND | [10 empty] | CLEANSED | 23271810 WELDING ELECTRODE | ELECTRODE | WELDING | TYPE |  | DESIGNATION |  | MATERIAL | SN-316L | CURRENT RATING |  | DIAMETER | 3.2 MM | LENGTH |  | HAZARD CLASS |  | CERTIFICATION/STANDARD |  | ADDITIONAL FEATURES | [55 empty] | QC Completed
STP_009 - Lot3 | Data Enrichment | SZU | OK | 2023-07-13 | 2023-07-14 | SFR | OK |  | 1438294 | 1438294 |  | ERSA | M | 1000 | PC |  |  |  | 000000000000009250AZSAPRD |  |  |  |  | ELECTRODO SN 350 Ø3,25MM H/FUNDIDO | SN 350 ELECTRODE Ø3.25MM F/CAST |  |  |  | MANTEMTO. TALLERES | MAINTENANCE. WORKSHOPS | [8 empty] | URL NOT FOUND | [9 empty] | MAINTENANCE WORKSHOP | CLEANSED | 23271810 WELDING ELECTRODE | ELECTRODE | WELDING | TYPE |  | DESIGNATION |  | MATERIAL | SN-350 | CURRENT RATING |  | DIAMETER | 3.25 MM | LENGTH |  | HAZARD CLASS |  | CERTIFICATION/STANDARD |  | ADDITIONAL FEATURES | F/CAST | [54 empty] | QC Completed
STP_009 - Lot3 | Data Enrichment | SZU | OK | 2023-07-13 | 2023-07-14 | SFR | OK |  | 1438287 | 1438287 |  | ERSA | M | 1000 | PC |  |  |  | 000000000000009259AZSAPRD |  |  |  |  | ELECTRODO SN-1061 Ø3,25mm (31Ud=1Kg) | SN-1061 ELECTRODE Ø3.25mm (31Ud=1Kg) | [13 empty] | URL NOT FOUND | [10 empty] | CLEANSED | 23271810 WELDING ELECTRODE | ELECTRODE | WELDING | TYPE |  | DESIGNATION |  | MATERIAL | SN-1061 | CURRENT RATING |  | DIAMETER | 3.25 MM | LENGTH |  | HAZARD CLASS |  | CERTIFICATION/STANDARD |  | ADDITIONAL FEATURES | 31UD-1KG | [54 empty] | QC Completed
STP_009 - Lot3 | Data Enrichment | SZU | OK | 2023-07-13 | 2023-07-14 | SFR | OK |  | 1438286 | 1438286 |  | ERSA | M | 1000 | PC |  |  |  | 000000000000009260AZSAPRD |  |  |  |  | ELECTRODO SN-316L Ø2,5MM | ELECTRODE SN-316L Ø2,5MM | [13 empty] | URL NOT FOUND | [10 empty] | CLEANSED | 23271810 WELDING ELECTRODE | ELECTRODE | WELDING | TYPE |  | DESIGNATION |  | MATERIAL | SN-316L | CURRENT RATING |  | DIAMETER | 2.5 MM | LENGTH |  | HAZARD CLASS |  | CERTIFICATION/STANDARD |  | ADDITIONAL FEATURES | [55 empty] | QC Completed
STP_009 - Lot3 | Data Enrichment | SZU | OK | 2023-07-13 | 2023-07-14 | SFR | OK |  | 1438289 | 1438289 |  | ERSA | M | 1000 | PC |  |  |  | 000000000000009255AZSAPRD |  |  |  |  | ELECTRODO SN-52 Ø2,50MM | ELECTRODE SN-52 Ø2,50MM | [13 empty] | URL NOT FOUND | [10 empty] | CLEANSED | 23271810 WELDING ELECTRODE | ELECTRODE | WELDING | TYPE |  | DESIGNATION |  | MATERIAL | SN-52 | CURRENT RATING |  | DIAMETER | 2.5 MM | LENGTH |  | HAZARD CLASS |  | CERTIFICATION/STANDARD |  | ADDITIONAL FEATURES | [55 empty] | QC Completed
STP_009 - Lot3 | Data Enrichment | SZU | OK | 2023-07-13 | 2023-07-14 | SFR | OK |  | 1438284 | 1438284 |  | ERSA | M | 1000 | PC |  |  |  | 000000000000009264AZSAPRD |  |  |  |  | ELECTRODO SN-52 Ø2mm | ELECTRODE SN-52 Ø2mm | [13 empty] | URL NOT FOUND | [10 empty] | CLEANSED | 23271810 WELDING ELECTRODE | ELECTRODE | WELDING | TYPE |  | DESIGNATION |  | MATERIAL | SN-52 | CURRENT RATING |  | DIAMETER | 2 MM | LENGTH |  | HAZARD CLASS |  | CERTIFICATION/STANDARD |  | ADDITIONAL FEATURES | [55 empty] | QC Completed
STP_009 - Lot3 | Data Enrichment | SZU | OK | 2023-07-13 | 2023-07-14 | SFR | OK |  | 1438293 | 1438293 |  | ERSA | M | 1000 | PC |  |  |  | 000000000000009252AZSAPRD |  |  |  |  | ELECTRODO SN-52 Ø3,25 MM | SN-52 ELECTRODE Ø3.25 MM | [13 empty] | URL NOT FOUND | [10 empty] | CLEANSED | 23271810 WELDING ELECTRODE | ELECTRODE | WELDING | TYPE |  | DESIGNATION |  | MATERIAL | SN-52 | CURRENT RATING |  | DIAMETER | 3.25 MM | LENGTH |  | HAZARD CLASS |  | CERTIFICATION/STANDARD |  | ADDITIONAL FEATURES | [55 empty] | QC Completed
STP_009 - Lot3 | Data Enrichment | SZU | OK | 2023-07-13 | 2023-07-17 | SFR | OK |  | 1441039 | 1441039 |  | ERSA | M | 5120 | PC |  |  |  | 000000000000069923AZSAPRD |  |  |  |  | ELECTRODO SONDA NIVEL GESTRA NRG26-21 | GESTRA NRG26-21 LEVEL PROBE ELECTRODE |  |  |  | 500/583 PN40 DN20 | 500/583 PN40 DN20 |  | GESTRA | NRG 26-21 | [5 empty] | https://content.gestra.com/-/media/gestra/international/documents/en/ban/ban_818774_05_nrg26-21_en.ashx?rev=639a9f8552b74fd783a8e309375465b7 | [10 empty] | CLEANSED | 39121436 ELECTRODES | ELECTRODE | NO MODIFIER | TYPE | LEVEL | DIAMETER |  | MATERIAL |  | SHAPE |  | CONTAINER |  | CONDUCTIVITY |  | RESISTIVITY |  | TENSILE STRENGTH |  | HAZARD CLASS |  | CERTIFICATION/STANDARD |  | ADDITIONAL FEATURES | MEASURING RANGE: 500,LENGTH OF INSTALLATION: 583,FLANGE RATING: PN40,DN20 | [50 empty] | QC Completed
STP_009 - Lot3 | Data Enrichment | SZU | OK | 2023-07-13 | 2023-07-17 | SFR | OK |  | 1439219 | 1439219 |  | ERSA | M | 1000 | PC |  |  |  | 000000000000006011AZSAPRD |  |  |  |  | ELECTRODO TIPO PICO X3-50 PARA | PICO X3-50 ELECTRODE FOR |  |  |  | E.F.H., ETAPA NUM.2, AZ-III | EFH, STAGE NUM.2, AZ-III |  | PICO | X3-50 | [5 empty] | URL NOT FOUND | [10 empty] | CLEANSED | 39121436 ELECTRODES | ELECTRODE | NO MODIFIER | TYPE |  | DIAMETER |  | MATERIAL |  | SHAPE |  | CONTAINER |  | CONDUCTIVITY |  | RESISTIVITY |  | TENSILE STRENGTH |  | HAZARD CLASS |  | CERTIFICATION/STANDARD |  | ADDITIONAL FEATURES | EFH,STAGE NUM.2,AZ-III | [50 empty] | QC Completed
STP_009 - Lot3 | Data Enrichment | SZU | OK | 2023-07-13 | 2023-07-14 | SFR | OK |  | 1436589 | 1436589 |  | ERSA | M | 1000 | PAC |  |  |  | 000000000000064682AZSAPRD |  |  |  |  | ELECTRODO WELCO 2300 S 2.5MM (5KG-1PAQ) | WELCO 2300 S 2.5MM ELECTRODE (5KG-1PAQ) | [6 empty] | WELCO | [6 empty] | URL NOT FOUND | [10 empty] | CLEANSED | 23271810 WELDING ELECTRODE | ELECTRODE | WELDING | TYPE |  | DESIGNATION | 2300S | MATERIAL |  | CURRENT RATING |  | DIAMETER | 2.5 MM | LENGTH |  | HAZARD CLASS |  | CERTIFICATION/STANDARD |  | ADDITIONAL FEATURES | 5KG-1PACK | [54 empty] | QC Completed
STP_009 - Lot3 | Data Enrichment | SZU | OK | 2023-07-13 | 2023-07-14 | SFR | OK |  | 1441827 | 1441827 |  | ERSA | M | 1000 | PAC |  |  |  | 000000000000046433AZSAPRD |  |  |  |  | ELECTRODO WELCO 2300 S 3.25MM | WELCO 2300 S 3.25MM ELECTRODE | [6 empty] | WELCO | [6 empty] | URL NOT FOUND | [10 empty] | CLEANSED | 23271810 WELDING ELECTRODE | ELECTRODE | WELDING | TYPE |  | DESIGNATION | 2300S | MATERIAL |  | CURRENT RATING |  | DIAMETER | 3.25 MM | LENGTH |  | HAZARD CLASS |  | CERTIFICATION/STANDARD |  | ADDITIONAL FEATURES | [55 empty] | QC Completed
STP_009 - Lot3 | Data Enrichment | SZU | OK | 2023-07-13 | 2023-07-14 | SFR | OK |  | 1430887 | 1430887 |  | ERSA | M | 1000 | PAC |  |  |  | 000000000000041890AZSAPRD |  |  |  |  | ELECTRODO WELCO 8018-B2 Ø 2,5X350MM | WELCO 8018-B2 ELECTRODE Ø 2,5X350MM |  |  |  | (CAJA 6 PAQUETES) | (BOX 6 PACKAGES) |  | WELCO | [6 empty] | URL NOT FOUND | [10 empty] | CLEANSED | 23271810 WELDING ELECTRODE | ELECTRODE | WELDING | TYPE |  | DESIGNATION | 8018-B2 | MATERIAL |  | CURRENT RATING |  | DIAMETER | 2.5 MM | LENGTH | 350 MM | HAZARD CLASS |  | CERTIFICATION/STANDARD |  | ADDITIONAL FEATURES | BOX 6 PACK | [54 empty] | QC Completed
STP_009 - Lot3 | Data Enrichment | SZU | OK | 2023-07-13 | 2023-07-14 | SFR | OK |  | 1430872 | 1430872 |  | ERSA | M | 1000 | PAC |  |  |  | 000000000000037755AZSAPRD |  |  |  |  | ELECTRODO WELCO 8018-B2 Ø 3,2X350MM | WELCO 8018-B2 ELECTRODE Ø 3.2X350MM |  |  |  | (CAJA 6 PAQUETES) | (BOX 6 PACKAGES) |  | WELCO | [6 empty] | URL NOT FOUND | [10 empty] | CLEANSED | 23271810 WELDING ELECTRODE | ELECTRODE | WELDING | TYPE |  | DESIGNATION | 8018-B2 | MATERIAL |  | CURRENT RATING |  | DIAMETER | 3.2 MM | LENGTH | 350 MM | HAZARD CLASS |  | CERTIFICATION/STANDARD |  | ADDITIONAL FEATURES | BOX 6 PACK | [54 empty] | QC Completed
STP_009 - Lot3 | Data Enrichment | SZU | OK | 2023-07-13 | 2023-07-17 | SFR | OK1 |  | 1436905 | 1436905 |  | ERSA | M | 1000 | KIT |  |  |  | 000000000000042222AZSAPRD |  |  |  |  | ELECTRODO-JUEGO DE 3- DE NIVEL DEL | ELECTRODE-SET OF 3- OF LEVEL OF THE |  |  |  | CANAL DE ALIMENTACION LINGOTERAS RUEDA WORSWICK,S/P.AZ-FII-12-09- 03-08 Rev0 | WORSWICK WHEEL INGOTER FEED CHANNEL, S/P.AZ-FII-12-09- 03-08 Rev0 |  |  | AZ-FII-12-09- 03-08 | [5 empty] | URL NOT FOUND |  |  |  | REV0 | [6 empty] | CLEANSED | 39121436 ELECTRODES | ELECTRODE | NO MODIFIER | TYPE |  | DIAMETER |  | MATERIAL |  | SHAPE |  | CONTAINER |  | CONDUCTIVITY |  | RESISTIVITY |  | TENSILE STRENGTH |  | HAZARD CLASS |  | CERTIFICATION/STANDARD |  | ADDITIONAL FEATURES | SET OF 3- OF LEVEL OF THE WORSWICK WHEEL INGOTER FEED CHANNEL | [50 empty] | QC Completed
STP_009 - Lot3 | Data Enrichment | SZU | OK | 2023-07-13 | 2023-07-14 | SFR | OK |  | 1439252 | 1439252 |  | ERSA | M | 1000 | PC |  |  |  | 000000000000005970AZSAPRD |  |  |  |  | ELECTRODOS DE ENCENDIDO-ACIDO | IGNITION-ACID ELECTRODES |  |  |  | PRECALENTADOR DE AIRE-TOSTA- CION AZSA-III | AIR PREHEATER-ROASTING AZSA-III | [8 empty] | URL NOT FOUND | [10 empty] | CLEANSED | 39121436 ELECTRODES | ELECTRODE | NO MODIFIER | TYPE | IGNITION-ACID | DIAMETER |  | MATERIAL |  | SHAPE |  | CONTAINER |  | CONDUCTIVITY |  | RESISTIVITY |  | TENSILE STRENGTH |  | HAZARD CLASS |  | CERTIFICATION/STANDARD |  | ADDITIONAL FEATURES | AIR PREHEATER-ROASTING AZSA-III | [50 empty] | QC Completed
STP_009 - Lot3 | Data Enrichment | SZU | OK | 2023-07-13 | 2023-07-14 | SFR | OK |  | 1428510 | 1428510 |  | ERSA | M | 1600 | ST | 2038603.6 |  |  | 000000000000070886AZSAPRD |  |  |  |  | FUSIBLE 1000V 6A gB SIBA REF. 2038603.6 | FUSE 1000V 6A gB SIBA REF. 2038603.6 | [6 empty] | SIBA | 2038603-6 | [5 empty] | https://www.fuseco.com.au/fuses/products/2038603 | [10 empty] | CLEANSED | 39121600 CIRCUIT PROTECTION DEVICES AND ACCESSORIES | FUSE | NO MODIFIER | TYPE |  | CURRENT RATING | 6 A | VOLTAGE RATING | 1000 V | SIZE |  | MATERIAL |  | HAZARD CLASS |  | CERTIFICATION/STANDARD |  | ADDITIONAL FEATURES | CLASS:GB | [56 empty] | QC Completed
STP_009 - Lot3 | Data Enrichment | SZU | OK | 2023-07-13 | 2023-07-14 | SFR | OK |  | 1439893 | 1439893 |  | ERSA | M | 1600 | PC |  |  |  | 000000000000066908AZSAPRD |  |  |  |  | FUSIBLE 1200V AC 900A FERRAZ T300512 | FUSE 1200V AC 900A FERRAZ T300512 |  |  |  | 12 URD 73 TTF 0900 RECTIFICADORES C11 C12 | 12 URD 73 TTF 0900 RECTIFIERS C11 C12 |  | FERRAZ SHAWMUT | T300512 | [5 empty] | https://ep-us.mersen.com/sites/mersen_us/files/DS-Semiconductor-Protection-Square-Body-Fuses-Protistor-Size-73-aR-600-to-1250VAC-IEC-1300VAC-UL-EN.pdf | [10 empty] | ENRICHED | 39121600 CIRCUIT PROTECTION DEVICES AND ACCESSORIES | FUSE | NO MODIFIER | TYPE |  | CURRENT RATING | 900 A | VOLTAGE RATING | 1200 VAC | SIZE |  | MATERIAL |  | HAZARD CLASS |  | CERTIFICATION/STANDARD | IEC 60269-4,UL/CSA,CCC GB 13539.4 | ADDITIONAL FEATURES | CLASS:URD,12 73 TTF 0900 RECTIFIERS C11 C12 | [56 empty] | QC Completed
STP_009 - Lot3 | Data Enrichment | SZU | OK | 2023-07-13 | 2023-07-14 | SFR | OK |  | 1439616 | 1439616 |  | ERSA | M | 1600 | PC |  |  |  | 000000000000067719AZSAPRD |  |  |  |  | FUSIBLE 160A NH-00 GG 500V | FUSE 160A NH-00 GG 500V | [13 empty] | URL NOT FOUND | [10 empty] | CLEANSED | 39121600 CIRCUIT PROTECTION DEVICES AND ACCESSORIES | FUSE | NO MODIFIER | TYPE |  | CURRENT RATING | 160 A | VOLTAGE RATING | 500 V | SIZE | NH 00 | MATERIAL |  | HAZARD CLASS |  | CERTIFICATION/STANDARD |  | ADDITIONAL FEATURES | CLASS:GG | [56 empty] | QC Completed
STP_009 - Lot3 | Data Enrichment | SZU | OK | 2023-07-13 | 2023-07-14 | SFR | OK |  | 1440873 | 1440873 |  | ERSA | M | 1600 | PC |  |  |  | 000000000000057289AZSAPRD |  |  |  |  | FUSIBLE 160A SIEMENS 3NH3030 | FUSE 160A SIEMENS 3NH3030 | [6 empty] | SIEMENS | 3NH3030 | [5 empty] | https://docs.rs-online.com/4d39/0900766b810822fa.pdf | [10 empty] | ENRICHED | 39121600 CIRCUIT PROTECTION DEVICES AND ACCESSORIES | FUSE | NO MODIFIER | TYPE |  | CURRENT RATING | 160 A | VOLTAGE RATING | 690 VAC,440 VDC | SIZE |  | MATERIAL |  | HAZARD CLASS |  | CERTIFICATION/STANDARD |  | ADDITIONAL FEATURES | [57 empty] | QC Completed
STP_009 - Lot3 | Data Enrichment | SZU | OK | 2023-07-13 | 2023-07-14 | SFR | OK |  | 1440877 | 1440877 |  | ERSA | M | 1600 | PC |  |  |  | 000000000000057288AZSAPRD |  |  |  |  | FUSIBLE 20A SIEMENS JEAN MULLER | FUSE 20A SIEMENS JEAN MULLER |  |  |  | R5182450 M000UF1/20A/690V | R5182450 M000UF1/20A/690V |  | JEAN MULLER | R5182450 |  | SIEMENS |  |  |  | https://shop.jeanmueller.de/web/en_GB/$catalogue/jeanData/PR/R5182450/datasheet.xhtml;jsessionid=73F3A6F90AF62E8FAC9BF0898D28AB26?configId=jean | [10 empty] | ENRICHED | 39121600 CIRCUIT PROTECTION DEVICES AND ACCESSORIES | FUSE | NO MODIFIER | TYPE | M000UF1/20A/690V | CURRENT RATING | 20 A | VOLTAGE RATING | 690 A | SIZE | NH 00 | MATERIAL |  | HAZARD CLASS |  | CERTIFICATION/STANDARD | IEC 60269,DIN EN 60269-1,DIN EN 60269-4 | ADDITIONAL FEATURES | [57 empty] | QC Completed
STP_009 - Lot3 | Data Enrichment | SZU | OK | 2023-07-13 | 2023-07-14 | SFR | OK |  | 1441505 | 1441505 |  | ERSA | M | 1600 | PC |  |  |  | 000000000000053759AZSAPRD |  |  |  |  | FUSIBLE 20x127 1500 Vcc 1A | FUSE 20x127 1500 Vdc 1A |  |  |  | P/SISTEMA MEDICION CC REF IDCMS ELECTROLISIS D | P/CC MEASUREMENT SYSTEM REF IDCMS ELECTROLYSIS D | [8 empty] | URL NOT FOUND | [10 empty] | CLEANSED | 39121600 CIRCUIT PROTECTION DEVICES AND ACCESSORIES | FUSE | NO MODIFIER | TYPE |  | CURRENT RATING | 1 A | VOLTAGE RATING | 1500 VDC | SIZE | 20X127 MM | MATERIAL |  | HAZARD CLASS |  | CERTIFICATION/STANDARD |  | ADDITIONAL FEATURES | P/CC MEASUREMENT SYSTEM REF IDCMS ELECTROLYSIS D | [56 empty] | QC Completed
STP_009 - Lot3 | Data Enrichment | SZU | OK | 2023-07-13 | 2023-07-13 | SFR | OK |  | 1440888 | 1440888 |  | ERSA | M | 1600 | PC |  |  |  | 000000000000057284AZSAPRD |  |  |  |  | FUSIBLE 350A SIEMENS 3NE1331-0 | FUSE 350A SIEMENS 3NE1331-0 | [6 empty] | SIEMENS | 3NE1331-0 | [5 empty] | https://docs.rs-online.com/a79e/0900766b81080144.pdf | [10 empty] | ENRICHED | 39121600 CIRCUIT PROTECTION DEVICES AND ACCESSORIES | FUSE | NO MODIFIER | TYPE |  | CURRENT RATING | 350 A | VOLTAGE RATING | 690 VAC,250 VDC | SIZE | NH 2 | MATERIAL |  | HAZARD CLASS |  | CERTIFICATION/STANDARD | DIN 43620,DIN EN 60269 | ADDITIONAL FEATURES | [57 empty] | QC Completed
STP_009 - Lot3 | Data Enrichment | SZU | OK | 2023-07-13 | 2023-07-13 | SFR | OK |  | 1440878 | 1440878 |  | ERSA | M | 1600 | PC |  |  |  | 000000000000057287AZSAPRD |  |  |  |  | FUSIBLE 40A SIEMENS 3NE1802-0 | FUSE 40A SIEMENS 3NE1802-0 | [6 empty] | SIEMENS | 3NE1802-0 | [5 empty] | https://docs.rs-online.com/05d2/0900766b81080148.pdf | [10 empty] | ENRICHED | 39121600 CIRCUIT PROTECTION DEVICES AND ACCESSORIES | FUSE | NO MODIFIER | TYPE |  | CURRENT RATING | 40 A | VOLTAGE RATING | 690 VAC,440 VDC | SIZE | NH 000 | MATERIAL |  | HAZARD CLASS |  | CERTIFICATION/STANDARD |  | ADDITIONAL FEATURES | [57 empty] | QC Completed
STP_009 - Lot3 | Data Enrichment | SZU | OK | 2023-07-13 | 2023-07-13 | SFR | OK |  | 1440879 | 1440879 |  | ERSA | M | 1600 | PC |  |  |  | 000000000000057286AZSAPRD |  |  |  |  | FUSIBLE 560A SIEMENS 3NE1435-0 | FUSE 560A SIEMENS 3NE1435-0 | [6 empty] | SIEMENS | 3NE1435-0 | [5 empty] | https://docs.rs-online.com/53ff/A700000007744742.pdf | [10 empty] | ENRICHED | 39121600 CIRCUIT PROTECTION DEVICES AND ACCESSORIES | FUSE | NO MODIFIER | TYPE |  | CURRENT RATING | 560 A | VOLTAGE RATING | 690 VAC,440 VDC | SIZE | NH 3 | MATERIAL |  | HAZARD CLASS |  | CERTIFICATION/STANDARD | DIN EN 61346-2,DIN EN 81346-2 | ADDITIONAL FEATURES | [57 empty] | QC Completed
STP_009 - Lot3 | Data Enrichment | SZU | OK | 2023-07-13 | 2023-07-13 | SFR | OK |  | 1440700 | 1440700 |  | ERSA | M | 1600 | PC |  |  |  | 000000000000060714AZSAPRD |  |  |  |  | FUSIBLE 6,900 CP GR 10.38.0001 L1014563J | FUSE 6,900 CP GR 10.38.0001 L1014563J | [6 empty] | FERRAZ SHAWMUT | L1014563J | [5 empty] | https://ep-us.mersen.com/sites/mersen_us/files/DS-Semiconductor-Protection-Cylindrical-Fuses-Protistor-Size-10x38-gR-690VAC-EN.pdf | [10 empty] | ENRICHED | 39121600 CIRCUIT PROTECTION DEVICES AND ACCESSORIES | FUSE | NO MODIFIER | TYPE |  | CURRENT RATING | 1 A | VOLTAGE RATING | 690 V | SIZE | 10X38 MM | MATERIAL |  | HAZARD CLASS |  | CERTIFICATION/STANDARD | VDE 636-23,IEC 60269-4 | ADDITIONAL FEATURES | CLASS: GR | [56 empty] | QC Completed
STP_009 - Lot3 | Data Enrichment | SZU | OK | 2023-07-13 | 2023-07-13 | SFR | OK |  | 1440872 | 1440872 |  | ERSA | M | 1600 | PC |  |  |  | 000000000000057290AZSAPRD |  |  |  |  | FUSIBLE 630A SIEMENS 3NA3372 | FUSE 630A SIEMENS 3NA3372 | [6 empty] | SIEMENS | 3NA3372 | [5 empty] | https://www.electricautomationnetwork.com/PDF/PIM/SIE/EN_3NA3372.pdf | [10 empty] | ENRICHED | 39121600 CIRCUIT PROTECTION DEVICES AND ACCESSORIES | FUSE | NO MODIFIER | TYPE |  | CURRENT RATING | 630 A | VOLTAGE RATING | 500 VAC,400 VDC | SIZE | NH 3 | MATERIAL |  | HAZARD CLASS |  | CERTIFICATION/STANDARD | DIN EN 61346-2,DIN EN 81346-2 | ADDITIONAL FEATURES | [57 empty] | QC Completed
STP_009 - Lot3 | Data Enrichment | SZU | OK | 2023-07-13 | 2023-07-13 | SFR | OK |  | 1428418 | 1428418 |  | ERSA | M | 1600 | ST | C10G6 200486 |  |  | 000000000000072059AZSAPRD |  |  |  |  | FUSIBLE 6A 120KA/500V Gg/gL | FUSE 6A 120KA/500V Gg/gL |  |  |  | BUSSMANN C10G6 200486 | BUSMANN C10G6 200486 |  | BUSSMANNN | C10G6 | [5 empty] | https://docs.rs-online.com/a7f5/0900766b813643c2.pdf | [10 empty] | ENRICHED | 39121600 CIRCUIT PROTECTION DEVICES AND ACCESSORIES | FUSE | NO MODIFIER | TYPE |  | CURRENT RATING | 6 A | VOLTAGE RATING | 500 VAC | SIZE | 10X38 MM | MATERIAL |  | HAZARD CLASS |  | CERTIFICATION/STANDARD | IEC | ADDITIONAL FEATURES | BREAKING CAPACITY:120KA,CLASS:GG/GL,REF: 200486 | [56 empty] | QC Completed
STP_009 - Lot3 | Data Enrichment | SZU | OK | 2023-07-13 | 2023-07-13 | SFR | OK |  | 1428415 | 1428415 |  | ERSA | M | 1600 | ST | C14G6 200999 |  |  | 000000000000072062AZSAPRD |  |  |  |  | FUSIBLE 6A 80KA/690V Gg/gL C14G6 | FUSE 6A 80KA/690V Gg/gL C14G6 |  |  |  | BUSSMANN C14G6 200999 | BUSMANN C14G6 200999 |  | BUSSMANNN | C14G6 | [5 empty] | https://datasheet.eaton.com/Eaton-10725398-C14G6-en_GB.pdf?model=C14G6&locale=sv&type=pdf | [10 empty] | ENRICHED | 39121600 CIRCUIT PROTECTION DEVICES AND ACCESSORIES | FUSE | NO MODIFIER | TYPE |  | CURRENT RATING | 6 A | VOLTAGE RATING | 690 VAC | SIZE | 14X51 MM | MATERIAL |  | HAZARD CLASS |  | CERTIFICATION/STANDARD | IEC 60269 | ADDITIONAL FEATURES | BREAKING CAPACITY:80KA,CLASS:GG/GL,REF:200999 | [56 empty] | QC Completed
STP_009 - Lot3 | Data Enrichment | SZU | OK | 2023-07-13 | 2023-07-13 | SFR | OK |  | 1441833 | 1441833 |  | ERSA | M | 1600 | PC |  |  |  | 000000000000053002AZSAPRD |  |  |  |  | FUSIBLE BAJO VOLTAGE SIEMENS 1 SET-3 UDS | LOW VOLTAGE FUSE SIEMENS 1 SET-3 UNITS |  |  |  | SIEMENS 3NA7830 FUS.100A T00 gL/gG JUEGO RECTIFICADOR AT P/ELECTROFILTRO HUMEDO E.F.H. ITEM ESN01 K001 | SIEMENS 3NA7830 FUS.100A T00 gL/gG AT RECTIFIER SET FOR WET ELECTROFILTER EFH ITEM ESN01 K001 |  | SIEMENS | 3NA7830 | [5 empty] | https://mall.industry.siemens.com/mall/en/ww/Catalog/Product/?mlfb=3NA7830 | [10 empty] | ENRICHED | 39121600 CIRCUIT PROTECTION DEVICES AND ACCESSORIES | FUSE | NO MODIFIER | TYPE | LOW VOLTAGE | CURRENT RATING | 100 A | VOLTAGE RATING | 500 V | SIZE |  | MATERIAL |  | HAZARD CLASS |  | CERTIFICATION/STANDARD |  | ADDITIONAL FEATURES | CLASS:GL/GG,1 SET-3 UNITS,RECTIFIER SET FOR WET ELECTROFILTER EFH ITEM ESN01 K001 | [56 empty] | QC Completed
STP_009 - Lot3 | Data Enrichment | SZU | OK | 2023-07-13 | 2023-07-13 | SFR | OK |  | 1440669 | 1440669 |  | ERSA | M | 1600 | PC |  |  |  | 000000000000061331AZSAPRD |  |  |  |  | FUSIBLE BUSSMANN 170M4016 630A | BUSMANN FUSE 170M4016 630A | [6 empty] | BUSSMANNN | 170M4016 | [5 empty] | https://www.eaton.com/us/en-us/skuPage.170M4016.pdf | [10 empty] | ENRICHED | 39121600 CIRCUIT PROTECTION DEVICES AND ACCESSORIES | FUSE | NO MODIFIER | TYPE |  | CURRENT RATING | 630 A | VOLTAGE RATING | 690 VAC | SIZE |  | MATERIAL |  | HAZARD CLASS |  | CERTIFICATION/STANDARD | IEC,UL,CE,ROHS | ADDITIONAL FEATURES | [57 empty] | QC Completed
STP_009 - Lot3 | Data Enrichment | SZU | OK | 2023-07-13 | 2023-07-13 | SFR | OK |  | 1428574 | 1428574 |  | ERSA | M | 1600 | ST |  |  |  | 000000000000070040AZSAPRD |  |  |  |  | FUSIBLE BUSSMANN 200 A aR 170M1570 (aR) | BUSSMANN FUSE 200 A aR 170M1570 (aR) | [6 empty] | BUSSMANNN | 170M1570D | [5 empty] | https://datasheet.eaton.com/Eaton-10723344-FUSE%20200A%20690V%20aR%20DIN%20000%20HSDNH-en_GB.pdf?model=170M1570D&locale=en_GB&type=pdf | [10 empty] | ENRICHED | 39121600 CIRCUIT PROTECTION DEVICES AND ACCESSORIES | FUSE | NO MODIFIER | TYPE | HIGH SPEED SQUARE BODY | CURRENT RATING | 200 A | VOLTAGE RATING | 690 VAC | SIZE |  | MATERIAL |  | HAZARD CLASS |  | CERTIFICATION/STANDARD | IEC,UL,CE,ROHS | ADDITIONAL FEATURES | CLASS:AR | [56 empty] | QC Completed
STP_009 - Lot3 | Data Enrichment | SZU | OK | 2023-07-13 | 2023-07-13 | SFR | OK |  | 1439203 | 1439203 |  | ERSA | M | 1600 | ST |  |  |  | 000000000000069701AZSAPRD |  |  |  |  | FUSIBLE CARTUCHO CILINDRICO AM 16A | CYLINDRICAL CARTRIDGE FUSE AM 16A |  |  |  | REF: 0 140 16 LEGRAND | REF: 0 140 16 LEGRAND |  | LEGRAND | 0 140 16 | [5 empty] | https://assets.legrand.com/general/legrand-exp/pc/ex218001_179.pdf | [10 empty] | ENRICHED | 39121606 CARTRIDGE FUSES | FUSE | CARTRIDGE | TYPE | CYLINDRICAL | CURRENT RATING | 16 A | VOLTAGE RATING | 500 V | INTERRUPT RATING |  | SIZE |  | CLASS |  | MATERIAL |  | TERMINAL TYPE |  | HAZARD CLASS |  | CERTIFICATION/STANDARD | EN 60269-1,IEC 60269-1 AND 2 | ADDITIONAL FEATURES | [51 empty] | QC Completed
STP_009 - Lot3 | Data Enrichment | SZU | OK | 2023-07-13 | 2023-07-13 | SFR | OK |  | 1439768 | 1439768 |  | ERSA | M | 1600 | PC |  |  |  | 000000000000067525AZSAPRD |  |  |  |  | FUSIBLE CILINDRICO 10 X 38 32A | CYLINDRICAL FUSE 10 X 38 32A |  |  |  | REF.CRADY ZR-0 32A 0101115 CLASE gG | REF.CRADY ZR-0 32A 0101115 CLASS gG |  | CRADY | ZR-0 32A |  | CRADY | 0101115 |  |  | https://www.grupotemper.com/images/adjuntos2/FT-Fusibles-cilindricos-clase-gG.pdf | [10 empty] | ENRICHED | 39121600 CIRCUIT PROTECTION DEVICES AND ACCESSORIES | FUSE | NO MODIFIER | TYPE | CYLINDRICAL | CURRENT RATING | 32 A | VOLTAGE RATING | 500-690 VAC | SIZE | 10X38 MM | MATERIAL |  | HAZARD CLASS |  | CERTIFICATION/STANDARD |  | ADDITIONAL FEATURES | CLASS:GG | [56 empty] | QC Completed
STP_009 - Lot3 | Data Enrichment | SZU | OK | 2023-07-13 | 2023-07-13 | SFR | OK |  | 1428421 | 1428421 |  | ERSA | M | 1600 | ST |  |  |  | 000000000000072052AZSAPRD |  |  |  |  | FUSIBLE CILINDRICO CON INDICADOR C148MI | CYLINDRICAL FUSE WITH INDICATOR C148MI |  |  |  | ABB Fuse 14x51 8A aM C14M8I | ABB Fuse 14x51 8A aM C14M8I |  | EATON | C14M8I |  | ABB | C14M8I |  |  | https://www.electricautomationnetwork.com/PDF/PIM/ETN/C14M8I_EN.pdf | [10 empty] | ENRICHED | 39121628 SEMICONDUCTOR FUSE | FUSE | NO MODIFIER | TYPE | CYLINDRICAL | CURRENT RATING | 8 A | VOLTAGE RATING | 690 VAC | SIZE | 14X51 MM | MATERIAL |  | HAZARD CLASS |  | CERTIFICATION/STANDARD | IEC 60269-2 | ADDITIONAL FEATURES | CLASS: AM,WITH INDICATOR | [56 empty] | QC Completed
STP_009 - Lot3 | Data Enrichment | SZU | OK | 2023-07-13 | 2023-07-13 | SFR | OK |  | 1429063 | 1429063 |  | ERSA | M | 1600 | ST |  |  |  | 000000000000007206AZSAPRD |  |  |  |  | FUSIBLE CRISTAL 5x20 DE 0,2A | GLASS FUSE 5x20 0.2A |  |  |  | ANALIZADORES | ANALYZERS | [8 empty] | URL NOT FOUND | [10 empty] | CLEANSED | 39121628 SEMICONDUCTOR FUSE | FUSE | NO MODIFIER | TYPE |  | CURRENT RATING | 0.2 A | VOLTAGE RATING |  | SIZE | 5X20 MM | MATERIAL | GLASS | HAZARD CLASS |  | CERTIFICATION/STANDARD |  | ADDITIONAL FEATURES | ANALYZERS | [56 empty] | QC Completed
STP_009 - Lot3 | Data Enrichment | SZU | OK | 2023-07-13 | 2023-07-13 | SFR | OK |  | 1429023 | 1429023 |  | ERSA | M | 1600 | ST |  |  |  | 000000000000007207AZSAPRD |  |  |  |  | FUSIBLE CRISTAL 5x20 DE 0,8A | GLASS FUSE 5x20 0.8A | [13 empty] | URL NOT FOUND | [10 empty] | CLEANSED | 39121628 SEMICONDUCTOR FUSE | FUSE | NO MODIFIER | TYPE |  | CURRENT RATING | 0.8 A | VOLTAGE RATING |  | SIZE | 5X20 MM | MATERIAL | GLASS | HAZARD CLASS |  | CERTIFICATION/STANDARD |  | ADDITIONAL FEATURES | [57 empty] | QC Completed
STP_009 - Lot3 | Data Enrichment | SZU | OK | 2023-07-13 | 2023-07-13 | SFR | OK |  | 1429167 | 1429167 |  | ERSA | M | 1000 | PC |  |  |  | 000000000000048684AZSAPRD |  |  |  |  | FUSIBLE CRISTAL 5X20MM 0.5A | GLASS FUSE 5X20MM 0.5A | [13 empty] | URL NOT FOUND | [10 empty] | CLEANSED | 39121628 SEMICONDUCTOR FUSE | FUSE | NO MODIFIER | TYPE |  | CURRENT RATING | 0.5 A | VOLTAGE RATING |  | SIZE | 5X20 MM | MATERIAL | GLASS | HAZARD CLASS |  | CERTIFICATION/STANDARD |  | ADDITIONAL FEATURES | [57 empty] | QC Completed
STP_009 - Lot3 | Data Enrichment | SZU | OK | 2023-07-13 | 2023-07-13 | SFR | OK |  | 1429162 | 1429162 |  | ERSA | M | 1000 | PC |  |  |  | 000000000000048314AZSAPRD |  |  |  |  | FUSIBLE CRISTAL 5X20MM 10A | GLASS FUSE 5X20MM 10A | [13 empty] | URL NOT FOUND | [10 empty] | CLEANSED | 39121628 SEMICONDUCTOR FUSE | FUSE | NO MODIFIER | TYPE |  | CURRENT RATING | 10 A | VOLTAGE RATING |  | SIZE | 5X20 MM | MATERIAL | GLASS | HAZARD CLASS |  | CERTIFICATION/STANDARD |  | ADDITIONAL FEATURES | [57 empty] | QC Completed
STP_009 - Lot3 | Data Enrichment | SZU | OK | 2023-07-13 | 2023-07-13 | SFR | OK |  | 1429168 | 1429168 |  | ERSA | M | 1000 | PC |  |  |  | 000000000000048686AZSAPRD |  |  |  |  | FUSIBLE CRISTAL 5X20MM 1A | GLASS FUSE 5X20MM 1A | [13 empty] | URL NOT FOUND | [10 empty] | CLEANSED | 39121628 SEMICONDUCTOR FUSE | FUSE | NO MODIFIER | TYPE |  | CURRENT RATING | 1 A | VOLTAGE RATING |  | SIZE | 5X20 MM | MATERIAL | GLASS | HAZARD CLASS |  | CERTIFICATION/STANDARD |  | ADDITIONAL FEATURES | [57 empty] | QC Completed
STP_009 - Lot3 | Data Enrichment | SZU | OK | 2023-07-13 | 2023-07-13 | SFR | OK |  | 1429169 | 1429169 |  | ERSA | M | 1000 | PC |  |  |  | 000000000000048687AZSAPRD |  |  |  |  | FUSIBLE CRISTAL 5X20MM 2A | GLASS FUSE 5X20MM 2A | [13 empty] | URL NOT FOUND | [10 empty] | CLEANSED | 39121628 SEMICONDUCTOR FUSE | FUSE | NO MODIFIER | TYPE |  | CURRENT RATING | 2 A | VOLTAGE RATING |  | SIZE | 5X20 MM | MATERIAL | GLASS | HAZARD CLASS |  | CERTIFICATION/STANDARD |  | ADDITIONAL FEATURES | [57 empty] | QC Completed
STP_009 - Lot3 | Data Enrichment | SZU | OK | 2023-07-13 | 2023-07-13 | SFR | OK |  | 1429164 | 1429164 |  | ERSA | M | 1000 | PC |  |  |  | 000000000000048316AZSAPRD |  |  |  |  | FUSIBLE CRISTAL 5X20MM 4A | GLASS FUSE 5X20MM 4A | [13 empty] | URL NOT FOUND | [10 empty] | CLEANSED | 39121628 SEMICONDUCTOR FUSE | FUSE | NO MODIFIER | TYPE |  | CURRENT RATING | 4 A | VOLTAGE RATING |  | SIZE | 5X20 MM | MATERIAL | GLASS | HAZARD CLASS |  | CERTIFICATION/STANDARD |  | ADDITIONAL FEATURES | [57 empty] | QC Completed
STP_009 - Lot3 | Data Enrichment | SZU | OK | 2023-07-13 | 2023-07-13 | SFR | OK |  | 1429163 | 1429163 |  | ERSA | M | 1000 | PC |  |  |  | 000000000000048315AZSAPRD |  |  |  |  | FUSIBLE CRISTAL 5X20MM 6A | GLASS FUSE 5X20MM 6A | [13 empty] | URL NOT FOUND | [10 empty] | CLEANSED | 39121628 SEMICONDUCTOR FUSE | FUSE | NO MODIFIER | TYPE |  | CURRENT RATING | 6 A | VOLTAGE RATING |  | SIZE | 5X20 MM | MATERIAL | GLASS | HAZARD CLASS |  | CERTIFICATION/STANDARD |  | ADDITIONAL FEATURES | [57 empty] | QC Completed
STP_009 - Lot3 | Data Enrichment | SZU | OK | 2023-07-13 | 2023-07-13 | SFR | OK |  | 1429161 | 1429161 |  | ERSA | M | 1000 | PC |  |  |  | 000000000000048313AZSAPRD |  |  |  |  | FUSIBLE CRISTAL 6X32MM 10A | GLASS FUSE 6X32MM 10A | [13 empty] | URL NOT FOUND | [10 empty] | CLEANSED | 39121628 SEMICONDUCTOR FUSE | FUSE | NO MODIFIER | TYPE |  | CURRENT RATING | 10 A | VOLTAGE RATING |  | SIZE | 6X32 MM | MATERIAL | GLASS | HAZARD CLASS |  | CERTIFICATION/STANDARD |  | ADDITIONAL FEATURES | [57 empty] | QC Completed
STP_009 - Lot3 | Data Enrichment | SZU | OK | 2023-07-13 | 2023-07-13 | SFR | OK |  | 1429155 | 1429155 |  | ERSA | M | 1000 | PC |  |  |  | 000000000000047189AZSAPRD |  |  |  |  | FUSIBLE CRISTAL 6X32MM 4A | GLASS FUSE 6X32MM 4A | [13 empty] | URL NOT FOUND | [10 empty] | CLEANSED | 39121628 SEMICONDUCTOR FUSE | FUSE | NO MODIFIER | TYPE |  | CURRENT RATING | 4 A | VOLTAGE RATING |  | SIZE | 6X32 MM | MATERIAL | GLASS | HAZARD CLASS |  | CERTIFICATION/STANDARD |  | ADDITIONAL FEATURES | [57 empty] | QC Completed
STP_009 - Lot3 | Data Enrichment | SZU | OK | 2023-07-13 | 2023-07-13 | SFR | OK |  | 1429156 | 1429156 |  | ERSA | M | 1000 | PC |  |  |  | 000000000000047190AZSAPRD |  |  |  |  | FUSIBLE CRISTAL 6X32MM 6A | GLASS FUSE 6X32MM 6A | [13 empty] | URL NOT FOUND | [10 empty] | CLEANSED | 39121628 SEMICONDUCTOR FUSE | FUSE | NO MODIFIER | TYPE |  | CURRENT RATING | 6 A | VOLTAGE RATING |  | SIZE | 6X32 MM | MATERIAL | GLASS | HAZARD CLASS |  | CERTIFICATION/STANDARD |  | ADDITIONAL FEATURES | [57 empty] | QC Completed
STP_009 - Lot3 | Data Enrichment | SZU | OK | 2023-07-13 | 2023-07-13 | SFR | OK |  | 1441614 | 1441614 |  | ERSA | M | 1600 | PC |  |  |  | 000000000000053719AZSAPRD |  |  |  |  | FUSIBLE DIODOS + µC REF DD223816 A 5,5 | FUSE DIODES + µC REF DD223816 A 5.5 |  |  |  | URD 44TTQ PLAF 4800 P/RECTIFICADOR REF ALREC ELECTROLISIS D | URD 44TTQ PLAF 4800 FOR RECTIFIER REF ALREC ELECTROLYSIS D | [8 empty] | URL NOT FOUND | [5 empty] | RECTIFIER REF ALREC ELECTROLYSIS D |  |  |  |  | CLEANSED | 39121628 SEMICONDUCTOR FUSE | FUSE | NO MODIFIER | TYPE |  | CURRENT RATING |  | VOLTAGE RATING |  | SIZE |  | MATERIAL |  | HAZARD CLASS |  | CERTIFICATION/STANDARD |  | ADDITIONAL FEATURES | REF DD223816 A 5.5,URD 44TTQ PLAF 4800 | [56 empty] | QC Completed
STP_009 - Lot3 | Data Enrichment | SZU | OK | 2023-07-13 | 2023-07-13 | SFR | OK |  | 1441981 | 1441981 |  | ERSA | M | 1600 | PC |  |  |  | 000000000000048202AZSAPRD |  |  |  |  | FUSIBLE DYFUS AC-4 gl 1000A | FUSE DYFUS AC-4 gl 1000A | [13 empty] | URL NOT FOUND | [10 empty] | CLEANSED | 39121628 SEMICONDUCTOR FUSE | FUSE | NO MODIFIER | TYPE |  | CURRENT RATING | 1000 A | VOLTAGE RATING |  | SIZE |  | MATERIAL |  | HAZARD CLASS |  | CERTIFICATION/STANDARD |  | ADDITIONAL FEATURES | CLASS:GL,DYFUS AC-4 | [56 empty] | QC Completed
STP_009 - Lot3 | Data Enrichment | SZU | OK | 2023-07-13 | 2023-07-13 | SFR | OK |  | 1440668 | 1440668 |  | ERSA | M | 1600 | PC |  |  |  | 000000000000061332AZSAPRD |  |  |  |  | FUSIBLE FERRAZ 6.9URD30D08A0450 | FUSE FERRAZ 6.9URD30D08A0450 |  |  |  | ULTRARRAPIDO | ULTRA FAST |  | FERRAZ SHAWMUT | 6.9 URD30 D08A0450 | [5 empty] | https://ferrazshawmutsales.com/pdfs/690-700VPSC.pdf | [10 empty] | CLEANSED | 39121628 SEMICONDUCTOR FUSE | FUSE | NO MODIFIER | TYPE |  | CURRENT RATING | 450 A | VOLTAGE RATING | 690 V | SIZE |  | MATERIAL |  | HAZARD CLASS |  | CERTIFICATION/STANDARD |  | ADDITIONAL FEATURES | ULTRA FAST,CLASS:URD | [56 empty] | QC Completed
STP_009 - Lot3 | Data Enrichment | SZU | OK | 2023-07-13 | 2023-07-13 | SFR | OK |  | 1440558 | 1440558 |  | ERSA | M | 1600 | PC |  |  |  | 000000000000062701AZSAPRD |  |  |  |  | FUSIBLE FERRAZ J320490 700A ØDN32-200 | FUSE FERRAZ J320490 700A ØDN32-200 | [6 empty] | FERRAZ SHAWMUT | J320490 | [5 empty] | https://ep-us.mersen.com/sites/mersen_us/files/DS-Semiconductor-Protection-Square-Body-Fuses-Protistor-Size-000-to-3-aR-690VAC-EN.pdf | [10 empty] | ENRICHED | 39121628 SEMICONDUCTOR FUSE | FUSE | NO MODIFIER | TYPE |  | CURRENT RATING | 700 A | VOLTAGE RATING | 690 VAC | SIZE | SIZE 2 | MATERIAL |  | HAZARD CLASS |  | CERTIFICATION/STANDARD | IEC 60269-4 C | ADDITIONAL FEATURES | DN32-200 | [56 empty] | QC Completed
STP_009 - Lot3 | Data Enrichment | SZU | OK | 2023-07-13 | 2023-07-13 | SFR | OK |  | 1439810 | 1439810 |  | ERSA | M | 1600 | PC |  |  |  | 000000000000067126AZSAPRD |  |  |  |  | FUSIBLE FERRAZ PROTISTOR 1250A 690V AC | FERRAZ PROTISTOR FUSE 1250A 690V AC |  |  |  | PC33UD69V1250TF P/CONTACTOR TIRISTORES HORNO FUSION | PC33UD69V1250TF FOR FUSION OVEN THYRISTOR CONTACTOR |  | FERRAZ SHAWMUT | PC33UD69V1250TF | [5 empty] | https://ep-fr.mersen.com/sites/mersen_fr/files/DS-Semiconductor-Protection-Square-Body-Fuses-Protistor-Size-33-aR-450-to-690VAC-IEC-700VAC-UL-EN.pdf | [5 empty] | FUSION OVEN THYRISTOR CONTACTOR |  |  |  |  | ENRICHED | 39121628 SEMICONDUCTOR FUSE | FUSE | NO MODIFIER | TYPE |  | CURRENT RATING | 1250 A | VOLTAGE RATING | 690 VAC | SIZE |  | MATERIAL |  | HAZARD CLASS |  | CERTIFICATION/STANDARD | IEC 60269-4 | ADDITIONAL FEATURES | [57 empty] | QC Completed
STP_009 - Lot3 | Data Enrichment | SZU | OK | 2023-07-13 | 2023-07-13 | SFR | OK |  | 1441907 | 1441907 |  | ERSA | M | 1600 | PC |  |  |  | 000000000000051030AZSAPRD |  |  |  |  | FUSIBLE FERRAZ Ref: E320371C 6.9 URD | FERRAZ FUSE Ref: E320371C 6.9 URD |  |  |  | 1 PV 0200 | 1 PV 0200 |  | FERRAZ SHAWMUT | NH1UD69V200PV |  | FERRAZ SHAWMUT | E320371C |  |  | https://ep-us.mersen.com/sites/mersen_us/files/DS-Semiconductor-Protection-Square-Body-Fuses-Protistor-Size-000-to-3-aR-690VAC-EN.pdf | [10 empty] | ENRICHED | 39121628 SEMICONDUCTOR FUSE | FUSE | NO MODIFIER | TYPE |  | CURRENT RATING | 200 A | VOLTAGE RATING | 690 V | SIZE |  | MATERIAL |  | HAZARD CLASS |  | CERTIFICATION/STANDARD |  | ADDITIONAL FEATURES | CLASS: URD | [56 empty] | QC Completed
STP_009 - Lot3 | Data Enrichment | SZU | OK | 2023-07-13 | 2023-07-13 | SFR | OK |  | 1441934 | 1441934 |  | ERSA | M | 1600 | PC |  |  |  | 000000000000050433AZSAPRD |  |  |  |  | FUSIBLE JEAN MULLER R3187624 | JEAN MULLER FUSE R3187624 |  |  |  | S3MUF1/80/1000A/690V CANTIDAD MINIMA 6 UNIDADES | S3MUF1/80/1000A/690V MINIMUM QUANTITY 6 UNITS |  | JEAN MULLER | R3187624 | [5 empty] | URL NOT FOUND | [10 empty] | CLEANSED | 39121628 SEMICONDUCTOR FUSE | FUSE | NO MODIFIER | TYPE | S3MUF1/80/1000A/690V | CURRENT RATING | 1000 A | VOLTAGE RATING | 690 V | SIZE |  | MATERIAL |  | HAZARD CLASS |  | CERTIFICATION/STANDARD |  | ADDITIONAL FEATURES | MINIMUM QUANTITY 6 UNITS | [56 empty] | QC Completed
STP_009 - Lot3 | Data Enrichment | SZU | OK | 2023-07-13 | 2023-07-13 | SFR | OK |  | 1441251 | 1441251 |  | ERSA | M | 1600 | PC |  |  |  | 000000000000054643AZSAPRD |  |  |  |  | FUSIBLE M1UF1/ 160A/690V R-1184900 | FUSE M1UF1/ 160A/690V R-1184900 | [6 empty] | JEAN MULLER | R-1184900 | [5 empty] | https://shop.jeanmueller.de/web/en_GB/$catalogue/jeanData/PR/R1184900/datasheet.xhtml?configId=jean | [10 empty] | CLEANSED | 39121628 SEMICONDUCTOR FUSE | FUSE | NO MODIFIER | TYPE | M1UF1/ 160A/690V | CURRENT RATING | 160 A | VOLTAGE RATING | 690 V | SIZE |  | MATERIAL |  | HAZARD CLASS |  | CERTIFICATION/STANDARD | IEC 60269 | ADDITIONAL FEATURES | [57 empty] | QC Completed
STP_009 - Lot3 | Data Enrichment | SZU | OK | 2023-07-13 | 2023-07-13 | SFR | OK |  | 1441262 | 1441262 |  | ERSA | M | 1600 | PC |  |  |  | 000000000000054626AZSAPRD |  |  |  |  | FUSIBLE NH 100A 3NA3830 | FUSE NH 100A 3NA3830 | [6 empty] | SIEMENS | 3NA3830 | [5 empty] | https://docs.rs-online.com/61fb/0900766b8107e5d2.pdf | [10 empty] | ENRICHED | 39121628 SEMICONDUCTOR FUSE | FUSE | NO MODIFIER | TYPE |  | CURRENT RATING | 100 A | VOLTAGE RATING | 500 VAC,250 VDC | SIZE | NH 00 | MATERIAL |  | HAZARD CLASS |  | CERTIFICATION/STANDARD |  | ADDITIONAL FEATURES | [57 empty] | QC Completed
STP_009 - Lot3 | Data Enrichment | SZU | OK | 2023-07-13 | 2023-07-13 | SFR | OK |  | 1441170 | 1441170 |  | ERSA | M | 1600 | PC |  |  |  | 000000000000054648AZSAPRD |  |  |  |  | FUSIBLE NH 10A 500V 3NA3803 | FUSE NH 10A 500V 3NA3803 | [6 empty] | SIEMENS | 3NA3803 | [5 empty] | https://docs.rs-online.com/856b/0900766b8107e5c5.pdf | [10 empty] | CLEANSED | 39121628 SEMICONDUCTOR FUSE | FUSE | NO MODIFIER | TYPE |  | CURRENT RATING | 10 A | VOLTAGE RATING | 500 VAC,250 VDC | SIZE | NH 00 | MATERIAL |  | HAZARD CLASS |  | CERTIFICATION/STANDARD |  | ADDITIONAL FEATURES | [57 empty] | QC Completed
STP_009 - Lot3 | Data Enrichment | SZU | OK | 2023-07-13 | 2023-07-13 | SFR | OK |  | 1441260 | 1441260 |  | ERSA | M | 1600 | PC |  |  |  | 000000000000054627AZSAPRD |  |  |  |  | FUSIBLE NH 125A 3NA3832 | FUSE NH 125A 3NA3832 | [6 empty] | SIEMENS | 3NA3832 | [5 empty] | https://docs.rs-online.com/1773/0900766b8107e5d4.pdf | [10 empty] | ENRICHED | 39121628 SEMICONDUCTOR FUSE | FUSE | NO MODIFIER | TYPE |  | CURRENT RATING | 125 A | VOLTAGE RATING | 500 VAC,250 VDC | SIZE | NH 00 | MATERIAL |  | HAZARD CLASS |  | CERTIFICATION/STANDARD |  | ADDITIONAL FEATURES | [57 empty] | QC Completed
STP_009 - Lot3 | Data Enrichment | SZU | OK | 2023-07-13 | 2023-07-13 | SFR | OK |  | 1441167 | 1441167 |  | ERSA | M | 1600 | PC |  |  |  | 000000000000054649AZSAPRD |  |  |  |  | FUSIBLE NH 200A 3NA3140 | FUSE NH 200A 3NA3140 | [6 empty] | SIEMENS | 3NA3140 | [5 empty] | https://mall.industry.siemens.com/mall/en/us/Catalog/Product/3NA3140 | [10 empty] | ENRICHED | 39121628 SEMICONDUCTOR FUSE | FUSE | NO MODIFIER | TYPE |  | CURRENT RATING | 200 A | VOLTAGE RATING | 500 VAC,440 VDC | SIZE | NH 1 | MATERIAL |  | HAZARD CLASS |  | CERTIFICATION/STANDARD |  | ADDITIONAL FEATURES | [57 empty] | QC Completed
STP_009 - Lot3 | Data Enrichment | SZU | OK | 2023-07-13 | 2023-07-13 | SFR | OK |  | 1441252 | 1441252 |  | ERSA | M | 1600 | PC |  |  |  | 000000000000054631AZSAPRD |  |  |  |  | FUSIBLE NH 20A 500V 3NA3807 | FUSE NH 20A 500V 3NA3807 | [6 empty] | SIEMENS | 3NA3807 | [5 empty] | https://docs.rs-online.com/adcb/0900766b8107e5c8.pdf | [10 empty] | ENRICHED | 39121628 SEMICONDUCTOR FUSE | FUSE | NO MODIFIER | TYPE |  | CURRENT RATING | 20 A | VOLTAGE RATING | 500 VAC,250 VDC | SIZE | NH 00 | MATERIAL |  | HAZARD CLASS |  | CERTIFICATION/STANDARD |  | ADDITIONAL FEATURES | [57 empty] | QC Completed
STP_009 - Lot3 | Data Enrichment | SZU | OK | 2023-07-13 | 2023-07-13 | SFR | OK |  | 1441269 | 1441269 |  | ERSA | M | 1600 | PC |  |  |  | 000000000000054621AZSAPRD |  |  |  |  | FUSIBLE NH 315A 3NE1230-0 | FUSE NH 315A 3NE1230-0 | [6 empty] | SIEMENS | 3NE1230-0 | [5 empty] | https://docs.rs-online.com/03cf/0900766b81080143.pdf | [10 empty] | ENRICHED | 39121628 SEMICONDUCTOR FUSE | FUSE | NO MODIFIER | TYPE |  | CURRENT RATING | 315 A | VOLTAGE RATING | 690 VAC,250 VDC | SIZE | NH 1 | MATERIAL |  | HAZARD CLASS |  | CERTIFICATION/STANDARD |  | ADDITIONAL FEATURES | [57 empty] | QC Completed
STP_009 - Lot3 | Data Enrichment | SZU | OK | 2023-07-13 | 2023-07-13 | SFR | OK |  | 1441268 | 1441268 |  | ERSA | M | 1600 | PC |  |  |  | 000000000000054623AZSAPRD |  |  |  |  | FUSIBLE NH 35A 3NA3814 | FUSE NH 35A 3NA3814 |  |  |  | L/UOOU/26 | L/UOOU/26 |  | SIEMENS | 3NA3814 | [5 empty] | https://docs.rs-online.com/c3fc/0900766b8107e5cb.pdf | [10 empty] | ENRICHED | 39121628 SEMICONDUCTOR FUSE | FUSE | NO MODIFIER | TYPE |  | CURRENT RATING | 35 A | VOLTAGE RATING | 500 VAC,250 VDC | SIZE | NH 00 | MATERIAL |  | HAZARD CLASS |  | CERTIFICATION/STANDARD | DIN EN 61346-2,DIN EN 81346-2 | ADDITIONAL FEATURES | L/UOOU/26 | [56 empty] | QC Completed
STP_009 - Lot3 | Data Enrichment | SZU | OK | 2023-07-13 | 2023-07-13 | SFR | OK |  | 1441264 | 1441264 |  | ERSA | M | 1600 | PC |  |  |  | 000000000000054625AZSAPRD |  |  |  |  | FUSIBLE NH 3NA3822 | FUSE NH 3NA3822 | [6 empty] | SIEMENS | 3NA3822 | [5 empty] | https://docs.rs-online.com/9d6d/0900766b8107e5cf.pdf | [10 empty] | ENRICHED | 39121628 SEMICONDUCTOR FUSE | FUSE | NO MODIFIER | TYPE |  | CURRENT RATING | 63 A | VOLTAGE RATING | 500 VAC,250 VDC | SIZE | NH 00 | MATERIAL |  | HAZARD CLASS |  | CERTIFICATION/STANDARD | DIN EN 61346-2,DIN EN 81346-2 | ADDITIONAL FEATURES | [57 empty] | QC Completed
STP_009 - Lot3 | Data Enrichment | SZU | OK | 2023-07-13 | 2023-07-13 | SFR | OK |  | 1441174 | 1441174 |  | ERSA | M | 1600 | PC |  |  |  | 000000000000054647AZSAPRD |  |  |  |  | FUSIBLE NH 80A 3NA3824 | FUSE NH 80A 3NA3824 | [6 empty] | SIEMENS | 3NA3824 | [5 empty] | https://us.rs-online.com/m/d/244f8af914e3493134140515d2afda8b.pdf | [10 empty] | ENRICHED | 39121628 SEMICONDUCTOR FUSE | FUSE | NO MODIFIER | TYPE |  | CURRENT RATING | 80 A | VOLTAGE RATING | 500 VAC,250 VDC | SIZE | NH 00 | MATERIAL |  | HAZARD CLASS |  | CERTIFICATION/STANDARD |  | ADDITIONAL FEATURES | [57 empty] | QC Completed
STP_009 - Lot3 | Data Enrichment | SZU | OK | 2023-07-13 | 2023-07-13 | SFR | OK |  | 1442384 | 1442384 |  | ERSA | M | 1600 | PC |  |  |  | 000000000000009138AZSAPRD |  |  |  |  | FUSIBLE NH-000 100A 500V GG B219122H | FUSE NH-000 100A 500V GG B219122H |  |  |  | SEGURIDAD RED ELECTRICA BAJA | LOW ELECTRICAL NETWORK SECURITY |  | FERRAZ SHAWMUT | NH000GG50V100 |  | FERRAZ SHAWMUT | B219122H |  |  | https://ep-us.mersen.com/sites/mersen_us/files/DS-NH-fuse-links-gG-500VAC-double-indicator-live-gripping-lugs-size-000-00-0-1-2-3-EN.pdf | [10 empty] | CLEANSED | 39121628 SEMICONDUCTOR FUSE | FUSE | NO MODIFIER | TYPE |  | CURRENT RATING | 100 A | VOLTAGE RATING | 500 V | SIZE | NH 000 | MATERIAL |  | HAZARD CLASS |  | CERTIFICATION/STANDARD |  | ADDITIONAL FEATURES | CLASS:GG,LOW ELECTRICAL NETWORK SECURITY | [56 empty] | QC Completed
STP_009 - Lot3 | Data Enrichment | SZU | OK | 2023-07-13 | 2023-07-13 | SFR | OK |  | 1442376 | 1442376 |  | ERSA | M | 1600 | PC |  |  |  | 000000000000009144AZSAPRD |  |  |  |  | FUSIBLE NH000/C00 GL/GG 32A DF 376035 | FUSE NH000/C00 GL/GG 32A DF 376035 | [6 empty] | DF ELECTRIC | 376035 | [5 empty] | http://www.aptgroup.co.th/index.php?lay=show&ac=cat_show_pro_detail&pid=220014 | [10 empty] | ENRICHED | 39121606 CARTRIDGE FUSES | FUSE | CARTRIDGE | TYPE |  | CURRENT RATING | 32 A | VOLTAGE RATING | 500 V | INTERRUPT RATING |  | SIZE | NH000/C00 | CLASS | GL/GG | MATERIAL |  | TERMINAL TYPE |  | HAZARD CLASS |  | CERTIFICATION/STANDARD |  | ADDITIONAL FEATURES | [51 empty] | QC Completed
STP_009 - Lot3 | Data Enrichment | SZU | OK | 2023-07-13 | 2023-07-13 | SFR | OK |  | 1435213 | 1435213 |  | ERSA | M | 1000 | PC |  |  |  | 000000000000068243AZSAPRD |  |  |  |  | FUSIBLE NH000AM69V40 FERRAZ 40A | FUSE NH000AM69V40 FERRAZ 40A | [6 empty] | FERRAZ SHAWMUT | NH000AM69V40 | [5 empty] | https://ep-de.mersen.com/sites/mersen_de/files/DS-NH-fuse-links-aM-690VAC-double-indicator-live-gripping-lugs-size-000-00-0-1-2-3-EN.pdf | [10 empty] | ENRICHED | 39121628 SEMICONDUCTOR FUSE | FUSE | NO MODIFIER | TYPE |  | CURRENT RATING | 40 A | VOLTAGE RATING | 690 V | SIZE |  | MATERIAL |  | HAZARD CLASS |  | CERTIFICATION/STANDARD | IEC 60269-1-2 | ADDITIONAL FEATURES | [57 empty] | QC Completed
STP_009 - Lot3 | Data Enrichment | SZU | OK | 2023-07-13 | 2023-07-13 | SFR | OK |  | 1428365 | 1428365 |  | ERSA | M | 1600 | ST |  |  |  | 000000000000072088AZSAPRD |  |  |  |  | FUSIBLE NH3 690V 900A CLASE Ar | FUSE NH3 690V 900A CLASS Ar |  |  |  | FUSIBLE FERRAZ SHAWMUT PROTISTOR NH3UD69V900PV | FERRAZ SHAWMUT PROTISTOR FUSE NH3UD69V900PV |  | FERRAZ SHAWMUT | NH3UD69V900PV | [5 empty] | https://ep-us.mersen.com/sites/mersen_us/files/DS-Semiconductor-Protection-Square-Body-Fuses-Protistor-Size-000-to-3-aR-690VAC-EN.pdf | [10 empty] | ENRICHED | 39121628 SEMICONDUCTOR FUSE | FUSE | NO MODIFIER | TYPE |  | CURRENT RATING | 900 A | VOLTAGE RATING | 690 VAC | SIZE | NH 3 | MATERIAL |  | HAZARD CLASS |  | CERTIFICATION/STANDARD | IEC 60269-4 | ADDITIONAL FEATURES | CLASS:AR | [56 empty] | QC Completed
STP_009 - Lot3 | Data Enrichment | SZU | OK | 2023-07-13 | 2023-07-13 | SFR | OK |  | 1428397 | 1428397 |  | ERSA | M | 1600 | ST | 170M5812D 201555 |  |  | 000000000000072075AZSAPRD |  |  |  |  | FUSIBLE RAPIDO TAMAÑO 2 630A 170M5812D | FAST FUSE SIZE 2 630A 170M5812D |  |  |  | 630A BUSSMANN 170M5812D 201555 | 630A BUSMANN 170M5812D 201555 |  | BUSSMANNN | 170M5812D | [5 empty] | https://docs.rs-online.com/8bb3/0900766b816ade68.pdf | [10 empty] | ENRICHED | 39121628 SEMICONDUCTOR FUSE | FUSE | NO MODIFIER | TYPE |  | CURRENT RATING | 630 A | VOLTAGE RATING | 690 V | SIZE | NH 2 | MATERIAL |  | HAZARD CLASS |  | CERTIFICATION/STANDARD | CE,IEC 60269: PART 4,UL RECOGNISED (SURVIVAL ONLY),CSA | ADDITIONAL FEATURES | [57 empty] | QC Completed
STP_009 - Lot3 | Data Enrichment | SZU | OK | 2023-07-13 | 2023-07-13 | SFR | OK |  | 1441363 | 1441363 |  | ERSA | M | 1600 | PC |  |  |  | 000000000000053808AZSAPRD |  |  |  |  | FUSIBLE SIBA CF-24/3A | SIBA CF-24/3A FUSE |  |  |  | P/CELDAS DE 20KV REF HVS ELECTROLISIS D | P/CELLS OF 20KV REF HVS ELECTROLYSIS D |  | SIBA | CF-24/3A | [5 empty] | URL NOT FOUND | [10 empty] | CLEANSED | 39121628 SEMICONDUCTOR FUSE | FUSE | NO MODIFIER | TYPE |  | CURRENT RATING | 3 A | VOLTAGE RATING |  | SIZE |  | MATERIAL |  | HAZARD CLASS |  | CERTIFICATION/STANDARD |  | ADDITIONAL FEATURES | CELLS OF 20KV REF HVS ELECTROLYSIS D | [56 empty] | QC Completed
STP_009 - Lot3 | Data Enrichment | SZU | OK | 2023-07-13 | 2023-07-13 | SFR | OK |  | 1440934 | 1440934 |  | ERSA | M | 1600 | PC |  |  |  | 000000000000056430AZSAPRD |  |  |  |  | FUSIBLE SIEMENS 200V-240V 63mA | SIEMENS FUSE 200V-240V 63mA |  |  |  | MAT W79054L1010T630 TOSTACION IV | MAT W79054L1010T630 ROASTING IV |  | SIEMENS | W79054L1010T630 | [5 empty] | https://mall.industry.siemens.com/mall/en/WW/Catalog/Product/W79054L1010T630 | [10 empty] | CLEANSED | 39121628 SEMICONDUCTOR FUSE | FUSE | NO MODIFIER | TYPE |  | CURRENT RATING | 63 MA | VOLTAGE RATING | 200-240 V | SIZE |  | MATERIAL |  | HAZARD CLASS |  | CERTIFICATION/STANDARD |  | ADDITIONAL FEATURES | ROASTING IV | [56 empty] | QC Completed
STP_009 - Lot3 | Data Enrichment | SZU | OK | 2023-07-13 | 2023-07-13 | SFR | OK |  | 1440209 | 1440209 |  | ERSA | M | 1600 | PC |  |  |  | 000000000000064938AZSAPRD |  |  |  |  | FUSIBLE SIEMENS 3GD12254D 12KV 125A | FUSE SIEMENS 3GD12254D 12KV 125A | [6 empty] | SIEMENS | 3GD12254D | [5 empty] | URL NOT FOUND | [10 empty] | CLEANSED | 39121628 SEMICONDUCTOR FUSE | FUSE | NO MODIFIER | TYPE |  | CURRENT RATING | 125 A | VOLTAGE RATING | 12 KV | SIZE |  | MATERIAL |  | HAZARD CLASS |  | CERTIFICATION/STANDARD |  | ADDITIONAL FEATURES | [57 empty] | QC Completed
STP_009 - Lot3 | Data Enrichment | SZU | OK | 2023-07-13 | 2023-07-13 | SFR | OK |  | 1440926 | 1440926 |  | ERSA | M | 1600 | PC |  |  |  | 000000000000056451AZSAPRD |  |  |  |  | FUSIBLE SITOR 20A SIEMENS | FUSE SITOR 20A SIEMENS |  |  |  | MAT 3NE1814-0 (3 FUSIBLES POR CONJUNTO) | MAT 3NE1814-0 (3 FUSES PER ASSEMBLY) |  | SIEMENS | 3NE1814-0 | [5 empty] | https://us.rs-online.com/m/d/38bf775a76c96af62957c4867f70cf46.pdf | [10 empty] | ENRICHED | 39121628 SEMICONDUCTOR FUSE | FUSE | NO MODIFIER | TYPE |  | CURRENT RATING | 20 A | VOLTAGE RATING | 690 VAC,440 VDC | SIZE | NH 000 | MATERIAL |  | HAZARD CLASS |  | CERTIFICATION/STANDARD | DIN 43620,DIN EN 60269-1 | ADDITIONAL FEATURES | SITOR,3 FUSES PER ASSEMBLY | [56 empty] | QC Completed
STP_009 - Lot3 | Data Enrichment | SZU | OK | 2023-07-13 | 2023-07-13 | SFR | OK |  | 1441936 | 1441936 |  | ERSA | M | 1600 | PC |  |  |  | 000000000000050189AZSAPRD |  |  |  |  | FUSIBLE SITOR 3NE8022-1 125A EXTRARAPIDO | FUSE SITOR 3NE8022-1 125A EXTRA FAST | [6 empty] | SIEMENS | 3NE8022-1 | [5 empty] | https://docs.rs-online.com/775e/0900766b810822f1.pdf | [10 empty] | ENRICHED | 39121628 SEMICONDUCTOR FUSE | FUSE | NO MODIFIER | TYPE |  | CURRENT RATING | 125 A | VOLTAGE RATING | 690 VAC | SIZE | NH 00 | MATERIAL |  | HAZARD CLASS |  | CERTIFICATION/STANDARD | DIN 43620,DIN EN 60269-1 | ADDITIONAL FEATURES | SITOR,EXTRA FAST | [56 empty] | QC Completed
STP_009 - Lot3 | Data Enrichment | SZU | OK | 2023-07-13 | 2023-07-13 | SFR | OK |  | 1440924 | 1440924 |  | ERSA | M | 1600 | PC |  |  |  | 000000000000056452AZSAPRD |  |  |  |  | FUSIBLE SITOR 40A (6 UD) SIEMENS | SITOR 40A FUSE (6 UNIT) SIEMENS |  |  |  | MAT 3NE1802-0 | MAT 3NE1802-0 |  | SIEMENS | 3NE1802-0 | [5 empty] | https://docs.rs-online.com/05d2/0900766b81080148.pdf | [10 empty] | ENRICHED | 39121628 SEMICONDUCTOR FUSE | FUSE | NO MODIFIER | TYPE |  | CURRENT RATING | 40 A | VOLTAGE RATING | 690 VAC | SIZE | NH 000 | MATERIAL |  | HAZARD CLASS |  | CERTIFICATION/STANDARD | DIN 43620,DIN EN 60269-1 | ADDITIONAL FEATURES | SITOR,QUANTITY:6 UNIT | [56 empty] | QC Completed
STP_009 - Lot3 | Data Enrichment | SZU | OK | 2023-07-13 | 2023-07-13 | SFR | OK |  | 1440922 | 1440922 |  | ERSA | M | 1600 | PC |  |  |  | 000000000000056455AZSAPRD |  |  |  |  | FUSIBLE SITOR 560A SIEMENS 3NE1435-0 | FUSE SITOR 560A SIEMENS 3NE1435-0 | [6 empty] | SIEMENS | 3NE1435-0 | [5 empty] | https://docs.rs-online.com/53ff/A700000007744742.pdf | [10 empty] | ENRICHED | 39121628 SEMICONDUCTOR FUSE | FUSE | NO MODIFIER | TYPE |  | CURRENT RATING | 560 A | VOLTAGE RATING | 690 VAC | SIZE | NH 3 | MATERIAL |  | HAZARD CLASS |  | CERTIFICATION/STANDARD | DIN EN 61346-2,DIN EN 81346-2 | ADDITIONAL FEATURES | SITOR | [56 empty] | QC Completed
STP_009 - Lot3 | Data Enrichment | SZU | OK | 2023-07-13 | 2023-07-13 | SFR | OK |  | 1441890 | 1441890 |  | ERSA | M | 1600 | PC |  |  |  | 000000000000052515AZSAPRD |  |  |  |  | FUSIBLE SITOR SIEMENS 3NE18130 16A | FUSE SITOR SIEMENS 3NE18130 16A | [6 empty] | SIEMENS | 3NE18130 | [5 empty] | https://mall.industry.siemens.com/mall/en/ww/Catalog/Product/?mlfb=3NE1813-0 | [10 empty] | ENRICHED | 39121628 SEMICONDUCTOR FUSE | FUSE | NO MODIFIER | TYPE |  | CURRENT RATING | 16 A | VOLTAGE RATING | 690 VAC,250 VDC | SIZE | NH 000 | MATERIAL |  | HAZARD CLASS |  | CERTIFICATION/STANDARD |  | ADDITIONAL FEATURES | SITOR | [56 empty] | QC Completed
STP_009 - Lot3 | Data Enrichment | SZU | OK | 2023-07-13 | 2023-07-13 | SFR | OK |  | 1441978 | 1441978 |  | ERSA | M | 1600 | PC |  |  |  | 000000000000048835AZSAPRD |  |  |  |  | FUSIBLE SITOR SIEMENS 3NE3227 250A 1000V | FUSE SITOR SIEMENS 3NE3227 250A 1000V | [6 empty] | SIEMENS | 3NE3227 | [5 empty] | https://docs.rs-online.com/d85e/0900766b81080159.pdf | [10 empty] | ENRICHED | 39121628 SEMICONDUCTOR FUSE | FUSE | NO MODIFIER | TYPE |  | CURRENT RATING | 250 A | VOLTAGE RATING | 1 KVAC | SIZE |  | MATERIAL |  | HAZARD CLASS |  | CERTIFICATION/STANDARD | DIN EN 61346-2,DIN EN 81346-2 | ADDITIONAL FEATURES | SITOR | [56 empty] | QC Completed
STP_009 - Lot3 | Data Enrichment | SZU | OK | 2023-07-13 | 2023-07-14 | SFR | OK |  | 1429074 | 1429074 |  | ERSA | M | 1600 | ST |  |  |  | 000000000000007205AZSAPRD |  |  |  |  | FUSIBLE TERMICO A 85-2, REF. | THERMAL FUSE A 85-2, REF. |  |  |  | 21104-4-0740712 -ANALIZADORES | 21104-4-0740712 -ANALYZERS |  | ABB | A 85-2 |  | ABB | 21104-4-0740712 |  |  | https://new.abb.com/products/21104-4-0740712/21104-4-0740712 | [10 empty] | CLEANSED | 39121628 SEMICONDUCTOR FUSE | FUSE | NO MODIFIER | TYPE | THERMAL | CURRENT RATING |  | VOLTAGE RATING |  | SIZE |  | MATERIAL |  | HAZARD CLASS |  | CERTIFICATION/STANDARD |  | ADDITIONAL FEATURES | ANALYZERS | [56 empty] | QC Completed
STP_009 - Lot3 | Data Enrichment | SZU | OK | 2023-07-13 | 2023-07-14 | SFR | OK |  | 1428414 | 1428414 |  | ERSA | M | 1600 | ST | 170M1561D 171532 |  |  | 000000000000072068AZSAPRD |  |  |  |  | FUSIBLE ULTRARRAPIDO 170M1561D 25A | ULTRA FAST FUSE 170M1561D 25A |  |  |  | BUSSMANN 170M1561D 171532 | BUSMANN 170M1561D 171532 |  | BUSSMANNN | 170M1561D | [5 empty] | https://datasheet.eaton.com/Eaton-10723676-170M1561D-en_GB.pdf?model=170M1561D&locale=en_GB&type=pdf | https://docs.rs-online.com/8bb3/0900766b816ade68.pdf | [9 empty] | ENRICHED | 39121628 SEMICONDUCTOR FUSE | FUSE | NO MODIFIER | TYPE |  | CURRENT RATING | 25 A | VOLTAGE RATING | 690 VAC | SIZE |  | MATERIAL |  | HAZARD CLASS |  | CERTIFICATION/STANDARD | IEC,UL,CE,ROHS | ADDITIONAL FEATURES | ULTRA FAST,REF: 171532 | [56 empty] | QC Completed
STP_009 - Lot3 | Data Enrichment | SZU | OK | 2023-07-13 | 2023-07-14 | SFR | OK |  | 1428412 | 1428412 |  | ERSA | M | 1600 | ST | 170M1563D 172517 |  |  | 000000000000072069AZSAPRD |  |  |  |  | FUSIBLE ULTRARRAPIDO 170M1563D 40A | ULTRA FAST FUSE 170M1563D 40A |  |  |  | BUSSMANN 170M1563D 172517 | BUSSMANN 170M1563D 172517 |  | BUSSMANNN | 170M1563D | [5 empty] | https://docs.rs-online.com/8bb3/0900766b816ade68.pdf | [10 empty] | ENRICHED | 39121628 SEMICONDUCTOR FUSE | FUSE | NO MODIFIER | TYPE |  | CURRENT RATING | 40 A | VOLTAGE RATING | 690 VAC | SIZE |  | MATERIAL |  | HAZARD CLASS |  | CERTIFICATION/STANDARD | IEC,UL,CE,ROHS | ADDITIONAL FEATURES | ULTRA FAST,REF: 172517 | [56 empty] | QC Completed
STP_009 - Lot3 | Data Enrichment | SZU | OK | 2023-07-13 | 2023-07-14 | SFR | OK |  | 1428396 | 1428396 |  | ERSA | M | 1600 | ST | 170M1568D 171609 |  |  | 000000000000072076AZSAPRD |  |  |  |  | FUSIBLE ULTRARRAPIDO 170M1568D 125A | ULTRA FAST FUSE 170M1568D 125A |  |  |  | BUSSMANN 170M1568D 171609 | BUSMANN 170M1568D 171609 |  | BUSSMANNN | 170M1568D | [5 empty] | https://docs.rs-online.com/8bb3/0900766b816ade68.pdf | [10 empty] | ENRICHED | 39121628 SEMICONDUCTOR FUSE | FUSE | NO MODIFIER | TYPE |  | CURRENT RATING | 125 A | VOLTAGE RATING | 690 VAC | SIZE |  | MATERIAL |  | HAZARD CLASS |  | CERTIFICATION/STANDARD | IEC,UL,CE,ROHS | ADDITIONAL FEATURES | ULTRA FAST,REF: 171609 | [56 empty] | QC Completed
STP_009 - Lot3 | Data Enrichment | SZU | OK | 2023-07-13 | 2023-07-14 | SFR | OK |  | 1428411 | 1428411 |  | ERSA | M | 1600 | ST | 170M1569D 171574 |  |  | 000000000000072070AZSAPRD |  |  |  |  | FUSIBLE ULTRARRAPIDO 170M1569D 160A | ULTRA FAST FUSE 170M1569D 160A |  |  |  | BUSSMANN 170M1569D 171574 | BUSMANN 170M1569D 171574 |  | BUSSMANNN | 170M1569D | [5 empty] | https://docs.rs-online.com/8bb3/0900766b816ade68.pdf | [10 empty] | ENRICHED | 39121628 SEMICONDUCTOR FUSE | FUSE | NO MODIFIER | TYPE |  | CURRENT RATING | 160 A | VOLTAGE RATING | 690 VAC | SIZE |  | MATERIAL |  | HAZARD CLASS |  | CERTIFICATION/STANDARD | IEC,UL,CE,ROHS | ADDITIONAL FEATURES | ULTRA FAST,REF: 171574 | [56 empty] | QC Completed
STP_009 - Lot3 | Data Enrichment | SZU | OK | 2023-07-13 | 2023-07-14 | SFR | OK |  | 1428394 | 1428394 |  | ERSA | M | 1600 | ST | 170M1571D 172586 |  |  | 000000000000072077AZSAPRD |  |  |  |  | FUSIBLE ULTRARRAPIDO 170M1571D 250A | ULTRA FAST FUSE 170M1571D 250A |  |  |  | BUSSMANN 170M1571D 172586 | BUSMANN 170M1571D 172586 |  | BUSSMANNN | 170M1571D | [5 empty] | https://docs.rs-online.com/8bb3/0900766b816ade68.pdf | [10 empty] | ENRICHED | 39121628 SEMICONDUCTOR FUSE | FUSE | NO MODIFIER | TYPE |  | CURRENT RATING | 250 A | VOLTAGE RATING | 690 VAC | SIZE |  | MATERIAL |  | HAZARD CLASS |  | CERTIFICATION/STANDARD | IEC,UL,CE,ROHS | ADDITIONAL FEATURES | ULTRA FAST,REF: 172586 | [56 empty] | QC Completed
STP_009 - Lot3 | Data Enrichment | SZU | OK | 2023-07-13 | 2023-07-14 | SFR | OK |  | 1428410 | 1428410 |  | ERSA | M | 1600 | ST | 170M3816D 171532 |  |  | 000000000000072071AZSAPRD |  |  |  |  | FUSIBLE ULTRARRAPIDO 170M3816D 250A | ULTRA FAST FUSE 170M3816D 250A |  |  |  | BUSSMANN 170M3816D 171532 | BUSMANN 170M3816D 171532 |  | BUSSMANNN | 170M3816D | [5 empty] | https://docs.rs-online.com/8bb3/0900766b816ade68.pdf | [10 empty] | ENRICHED | 39121628 SEMICONDUCTOR FUSE | FUSE | NO MODIFIER | TYPE |  | CURRENT RATING | 250 A | VOLTAGE RATING | 690 VAC | SIZE |  | MATERIAL |  | HAZARD CLASS |  | CERTIFICATION/STANDARD | IEC,UL,CE,ROHS | ADDITIONAL FEATURES | ULTRA FAST,REF: 171532 | [56 empty] | QC Completed
STP_009 - Lot3 | Data Enrichment | SZU | OK | 2023-07-13 | 2023-07-14 | SFR | OK |  | 1428408 | 1428408 |  | ERSA | M | 1600 | ST | 170M3817D 171603 |  |  | 000000000000072072AZSAPRD |  |  |  |  | FUSIBLE ULTRARRAPIDO 170M3817D 315A | ULTRA FAST FUSE 170M3817D 315A |  |  |  | BUSSMANN 170M3817D 171603 | BUSMANN 170M3817D 171603 |  | BUSSMANNN | 170M3817D | [5 empty] | https://docs.rs-online.com/8bb3/0900766b816ade68.pdf | [10 empty] | ENRICHED | 39121628 SEMICONDUCTOR FUSE | FUSE | NO MODIFIER | TYPE |  | CURRENT RATING | 315 A | VOLTAGE RATING | 690 VAC | SIZE |  | MATERIAL |  | HAZARD CLASS |  | CERTIFICATION/STANDARD | IEC,UL,CE,ROHS | ADDITIONAL FEATURES | ULTRA FAST,REF: 171603 | [56 empty] | QC Completed
STP_009 - Lot3 | Data Enrichment | SZU | OK | 2023-07-13 | 2023-07-14 | SFR | OK |  | 1428404 | 1428404 |  | ERSA | M | 1600 | ST | 170M3818D 172503 |  |  | 000000000000072073AZSAPRD |  |  |  |  | FUSIBLE ULTRARRAPIDO 170M3818D 350A | ULTRA FAST FUSE 170M3818D 350A |  |  |  | BUSSMANN 170M3818D 172503 | BUSMANN 170M3818D 172503 |  | BUSSMANNN | 170M3818D | [5 empty] | https://docs.rs-online.com/8bb3/0900766b816ade68.pdf | [10 empty] | ENRICHED | 39121628 SEMICONDUCTOR FUSE | FUSE | NO MODIFIER | TYPE |  | CURRENT RATING | 350 A | VOLTAGE RATING | 690 VAC | SIZE |  | MATERIAL |  | HAZARD CLASS |  | CERTIFICATION/STANDARD | IEC,UL,CE,ROHS | ADDITIONAL FEATURES | ULTRA FAST,REF: 172503 | [56 empty] | QC Completed
STP_009 - Lot3 | Data Enrichment | SZU | OK | 2023-07-13 | 2023-07-14 | SFR | OK |  | 1428375 | 1428375 |  | ERSA | M | 1600 | ST | 170M5813D 171550 |  |  | 000000000000072078AZSAPRD |  |  |  |  | FUSIBLE ULTRARRAPIDO 170M5813D 700A | ULTRA FAST FUSE 170M5813D 700A |  |  |  | BUSSMANN 170M5813D 171550 | BUSMANN 170M5813D 171550 |  | BUSSMANNN | 170M5813D | [5 empty] | https://docs.rs-online.com/8bb3/0900766b816ade68.pdf | [10 empty] | ENRICHED | 39121628 SEMICONDUCTOR FUSE | FUSE | NO MODIFIER | TYPE |  | CURRENT RATING | 700 A | VOLTAGE RATING | 690 VAC | SIZE |  | MATERIAL |  | HAZARD CLASS |  | CERTIFICATION/STANDARD | IEC,UL,CE,ROHS | ADDITIONAL FEATURES | ULTRA FAST,REF: 171550 | [56 empty] | QC Completed
STP_009 - Lot3 | Data Enrichment | SZU | OK | 2023-07-13 | 2023-07-14 | SFR | OK |  | 1429877 | 1429877 |  | ERSA | M | 1600 | ST |  |  |  | 000000000000006531AZSAPRD |  |  |  |  | FUSIBLES 1000A TAMAÑO 4 CLASE GC | FUSES 1000A SIZE 4 CLASS GC |  |  |  | P/ HORNO FUSION II | FOR FUSION II OVEN | [8 empty] | URL NOT FOUND | [5 empty] | FUSION II OVEN |  |  |  |  | CLEANSED | 39121628 SEMICONDUCTOR FUSE | FUSE | NO MODIFIER | TYPE |  | CURRENT RATING | 1000 A | VOLTAGE RATING |  | SIZE | SIZE 4 | MATERIAL |  | HAZARD CLASS |  | CERTIFICATION/STANDARD |  | ADDITIONAL FEATURES | CLASS:GC | [56 empty] | QC Completed
STP_009 - Lot3 | Data Enrichment | SZU | OK | 2023-07-13 | 2023-07-14 | SFR | OK |  | 1429878 | 1429878 |  | ERSA | M | 1600 | ST |  |  |  | 000000000000006526AZSAPRD |  |  |  |  | FUSIBLES 3NA3832 NH 00125 A. | FUSES 3NA3832 NH 00125 A. |  |  |  | RACION DE GASES-REPUESTOS PARA VT 840/69 KVS-TOSTAC.AZSA-III III |  |  | SIEMENS | 3NA3832 | [5 empty] | https://docs.rs-online.com/1773/0900766b8107e5d4.pdf | [10 empty] | ENRICHED | 39121628 SEMICONDUCTOR FUSE | FUSE | NO MODIFIER | TYPE |  | CURRENT RATING | 125 A | VOLTAGE RATING | 500 VAC,250 VDC | SIZE | NH 00 | MATERIAL |  | HAZARD CLASS |  | CERTIFICATION/STANDARD |  | ADDITIONAL FEATURES | GAS RATION-SPARE PARTS FOR VT 840/69 KVS-TOSTAC.AZSA-III III | [56 empty] | QC Completed
STP_009 - Lot3 | Data Enrichment | SZU | OK | 2023-07-13 | 2023-07-14 | SFR | OK |  | 1439904 | 1439904 |  | ERSA | M | 1600 | PC |  |  |  | 000000000000066739AZSAPRD |  |  |  |  | FUSIBLES BUSSMANN 170 M7265 | BUSSMANN FUSES 170 M7265 |  |  |  | RECTIFICADOR C13 |  |  | BUSSMANNN | 170M7265 | [5 empty] | URL NOT FOUND | [5 empty] | RECTIFIER |  | C13 |  |  | CLEANSED | 39121628 SEMICONDUCTOR FUSE | FUSE | NO MODIFIER | TYPE |  | CURRENT RATING |  | VOLTAGE RATING |  | SIZE |  | MATERIAL |  | HAZARD CLASS |  | CERTIFICATION/STANDARD |  | ADDITIONAL FEATURES | C13 RECTIFIER | [56 empty] | QC Completed
STP_009 - Lot3 | Data Enrichment | SZU | OK | 2023-07-13 | 2023-07-14 | SFR | OK |  | 1440111 | 1440111 |  | ERSA | M | 1600 | PC |  |  |  | 000000000000065207AZSAPRD |  |  |  |  | FUSIBLES BUSSMANN 3500 A 660 V 170M 7257 | BUSSMANN FUSES 3500 A 660 V 170M 7257 | [6 empty] | BUSSMANNN | 170M7257 | [5 empty] | URL NOT FOUND | [10 empty] | CLEANSED | 39121628 SEMICONDUCTOR FUSE | FUSE | NO MODIFIER | TYPE |  | CURRENT RATING | 3.5 KA | VOLTAGE RATING | 660 V | SIZE |  | MATERIAL |  | HAZARD CLASS |  | CERTIFICATION/STANDARD |  | ADDITIONAL FEATURES | [57 empty] | QC Completed
STP_009 - Lot3 | Data Enrichment | SZU | OK | 2023-07-13 | 2023-07-14 | SFR | OK |  | 1428512 | 1428512 |  | ERSA | M | 1600 | ST | 0117300 |  |  | 000000000000070884AZSAPRD |  |  |  |  | FUSIBLES DE CUCHILLA AC-00 6A 800VAC gG | BLADE FUSES AC-00 6A 800VAC gG |  |  |  | IEC/EN 60269 MARCA CRADY REF. 0117300 |  |  | CRADY | 0117300 | [5 empty] | URL NOT FOUND | [10 empty] | CLEANSED | 39121628 SEMICONDUCTOR FUSE | FUSE | NO MODIFIER | TYPE |  | CURRENT RATING | 6 A | VOLTAGE RATING | 800 VAC | SIZE |  | MATERIAL |  | HAZARD CLASS |  | CERTIFICATION/STANDARD | IEC/EN 60269 | ADDITIONAL FEATURES | [57 empty] | QC Completed
STP_009 - Lot3 | Data Enrichment | SZU | OK | 2023-07-13 | 2023-07-14 | SFR | OK |  | 1441606 | 1441606 |  | ERSA | M | 1600 | PC |  |  |  | 000000000000053720AZSAPRD |  |  |  |  | FUSIBLES RC FASES 12,5 URD 80A | RC FUSES PHASES 12.5 URD 80A |  |  |  | P/RECTIFICADOR REF ALREC ELECTROLISIS D | [9 empty] | URL NOT FOUND | [10 empty] | CLEANSED | 39121628 SEMICONDUCTOR FUSE | FUSE | NO MODIFIER | TYPE |  | CURRENT RATING | 80 A | VOLTAGE RATING |  | SIZE |  | MATERIAL |  | HAZARD CLASS |  | CERTIFICATION/STANDARD |  | ADDITIONAL FEATURES | P/RECTIFIER REF ALREC ELECTROLYSIS D | [56 empty] | QC Completed
STP_009 - Lot3 | Data Enrichment | SZU | OK | 2023-07-13 | 2023-07-14 | SFR | OK |  | 1428425 | 1428425 |  | ERSA | M | 1600 | ST | 7,5 URD 84 PLNSF 4500 |  |  | 000000000000072037AZSAPRD |  |  |  |  | FUSIBLES RECTIFICADOR E1/E2 MERSEN | MERSEN E1/E2 RECTIFIER FUSES |  |  |  | 7,5 URD 84 PLNSF 4500 | [9 empty] | URL NOT FOUND | [5 empty] | RECTIFIER | MERSEN | E1/E2 |  |  | CLEANSED | 39121628 SEMICONDUCTOR FUSE | FUSE | NO MODIFIER | TYPE |  | CURRENT RATING |  | VOLTAGE RATING |  | SIZE |  | MATERIAL |  | HAZARD CLASS |  | CERTIFICATION/STANDARD |  | ADDITIONAL FEATURES | 7.5 URD 84 PLNSF 4500 | [56 empty] | QC Completed
STP_009 - Lot3 | Data Enrichment | SZU | OK | 2023-07-13 | 2023-07-14 | SFR | OK |  | 1429896 | 1429896 |  | ERSA | M | 1600 | ST |  |  |  | 000000000000006524AZSAPRD |  |  |  |  | FUSIBLES, 10 A TIPO: 5SB251 | FUSES, 10 A TYPE: 5SB251 |  |  |  | DEPURADOR DE GASES-REPUESTOS COMUNES PARA INSTALACIONES TRANSFORMADORAS VT 840/69 KVS Y VT1700/1 11 KVS-TOST. AZSA-III |  |  | SIEMENS | 5SB251 | [5 empty] | https://docs.rs-online.com/c5e4/0900766b810837ba.pdf | [10 empty] | ENRICHED | 39121628 SEMICONDUCTOR FUSE | FUSE | NO MODIFIER | TYPE |  | CURRENT RATING | 10 A | VOLTAGE RATING | 500 V | SIZE |  | MATERIAL |  | HAZARD CLASS |  | CERTIFICATION/STANDARD |  | ADDITIONAL FEATURES | GAS SCRUBBER-COMMON SPARE PARTS FOR VT 840/69 KVS AND VT1700/1 11 KVS-TOST TRANSFORMER INSTALLATIONS. AZSA-III | [56 empty] | QC Completed
STP_009 - Lot3 | Data Enrichment | SZU | OK | 2023-07-13 | 2023-07-14 | SFR | OK |  | 1432762 | 1432762 |  | ERSA | M | 1650 | ST |  |  |  | 000000000000067954AZSAPRD |  |  |  |  | INTERRUPTOR FUSIBLE 160A ABB OS160GD03K | SWITCH FUSE 160A ABB OS160GD03K |  |  |  | OS160GD03K CODIGO 1SCA116742R1001 | OS160GD03K CODE 1SCA116742R1001 | INFU,OS160GD03K,ABB,75,00 KW,160,0 A,4 | ABB | OS160GD03K |  | ABB | 1SCA116742R1001 |  |  | https://new.abb.com/products/1SCA116742R1001/os160gd03k | [10 empty] | ENRICHED | 39121628 SEMICONDUCTOR FUSE | FUSE | NO MODIFIER | TYPE | SWITCH | CURRENT RATING | 160 A | VOLTAGE RATING | 690 VAC | SIZE |  | MATERIAL |  | HAZARD CLASS |  | CERTIFICATION/STANDARD | IEC 60947-3 | ADDITIONAL FEATURES | [57 empty] | QC Completed
STP_009 - Lot3 | Data Enrichment | SZU | OK | 2023-07-13 | 2023-07-14 | SFR | OK |  | 1432761 | 1432761 |  | ERSA | M | 1650 | ST |  |  |  | 000000000000067955AZSAPRD |  |  |  |  | INTERRUPTOR FUSIBLE 250A ABB OS250D03K | SWITCH FUSE 250A ABB OS250D03K |  |  |  | OS250D03K CODIGO 1SCA022763R6360 | OS250D03K CODE 1SCA022763R6360 | INFU,OS250D03K,ABB,145,00 KW,250,0 A,4 | ABB | OS250D03K |  | ABB | 1SCA022763R6360 |  |  | https://new.abb.com/products/1SCA022763R6360/os250d03k | [10 empty] | ENRICHED | 39121628 SEMICONDUCTOR FUSE | FUSE | NO MODIFIER | TYPE | SWITCH | CURRENT RATING | 250 A | VOLTAGE RATING | 690 VAC | SIZE |  | MATERIAL |  | HAZARD CLASS |  | CERTIFICATION/STANDARD | IEC 60947-3 | ADDITIONAL FEATURES | [57 empty] | QC Completed
STP_009 - Lot3 | Data Enrichment | SZU | OK | 2023-07-13 | 2023-07-14 | SFR | OK |  | 1432755 | 1432755 |  | ERSA | M | 1650 | ST |  |  |  | 000000000000067956AZSAPRD |  |  |  |  | INTERRUPTOR FUSIBLE 400A ABB OS400D03K | SWITCH FUSE 400A ABB OS400D03K |  |  |  | OS400D03K CODIGO 1SCA022779R5410 | OS400D03K CODE 1SCA022779R5410 | INFU,OS400D03K,ABB,230,00 KW,400,0 A,4 | ABB | OS400D03K |  | ABB | 1SCA022779R5410 |  |  | https://new.abb.com/products/1SCA022779R5410/os400d03k | [10 empty] | ENRICHED | 39121628 SEMICONDUCTOR FUSE | FUSE | NO MODIFIER | TYPE | SWITCH | CURRENT RATING | 400 A | VOLTAGE RATING | 690 VAC | SIZE |  | MATERIAL |  | HAZARD CLASS |  | CERTIFICATION/STANDARD | IEC 60947-3 | ADDITIONAL FEATURES | [57 empty] | QC Completed
STP_009 - Lot3 | Data Enrichment | SZU | OK | 2023-07-13 | 2023-07-14 | SFR | OK |  | 1432977 | 1432977 |  | ERSA | M | 1650 | ST |  |  |  | 000000000000067519AZSAPRD |  |  |  |  | INTERRUPTOR FUSIBLE 63A ABB OS63GD03K | SWITCH FUSE 63A ABB OS63GD03K | [5 empty] | INFU,OS63GD03K,ABB,30,00 KW,63,0 A,4 | ABB | OS63GD03K | [5 empty] | https://new.abb.com/products/1SCA116738R1001/os63gd03k | [10 empty] | ENRICHED | 39121628 SEMICONDUCTOR FUSE | FUSE | NO MODIFIER | TYPE | SWITCH | CURRENT RATING | 63 A | VOLTAGE RATING | 690 VAC | SIZE |  | MATERIAL |  | HAZARD CLASS |  | CERTIFICATION/STANDARD | IEC 60947-3 | ADDITIONAL FEATURES | [57 empty] | QC Completed
STP_009 - Lot3 | Data Enrichment | SZU | OK | 2023-07-13 | 2023-07-14 | SFR | OK |  | 1432939 | 1432939 |  | ERSA | M | 1650 | ST |  |  |  | 000000000000067520AZSAPRD |  |  |  |  | INTERRUPTOR FUSIBLE SOCOMEC3631 3003-32A | SOCOMEC3631 3003-32A FUSE SWITCH |  |  |  | FUSERBLOCK CD 10X38 3X32A | FUSERBLOCK CD 10X38 3X32A |  | SOCOMEC | 3631 3003 | [5 empty] | https://docs.rs-online.com/afb8/0900766b812082e5.pdf | [10 empty] | CLEANSED | 39121628 SEMICONDUCTOR FUSE | FUSE | NO MODIFIER | TYPE | SWITCH | CURRENT RATING | 32 A | VOLTAGE RATING |  | SIZE | 10X38 MM | MATERIAL |  | HAZARD CLASS |  | CERTIFICATION/STANDARD |  | ADDITIONAL FEATURES | NUMBER OFPOLES: 3 | [56 empty] | QC Completed
STP_009 - Lot3 | Data Enrichment | SZU | OK | 2023-07-13 | 2023-07-13 | SFR | OK |  | 1427454 | 1427454 |  | ERSA | M | 1650 | ST | 1SCA022825R3720 |  |  | 000000000000072067AZSAPRD |  |  |  |  | INTERRUPTOR PORTAFUSIBLES OS630D12 | FUSE SWITCH OS630D12 |  |  |  | ABB OS630D12 1SCA022825R3720 | ABB OS630D12 1SCA022825R3720 |  | ABB | OS630D12 |  | ABB | 1SCA022825R3720 |  |  | https://new.abb.com/products/1SCA022825R3720/os630d12 | [10 empty] | ENRICHED | 39121628 SEMICONDUCTOR FUSE | FUSE | NO MODIFIER | TYPE | SWITCH | CURRENT RATING | 630 A | VOLTAGE RATING | 690 VAC | SIZE | NH 3 | MATERIAL |  | HAZARD CLASS |  | CERTIFICATION/STANDARD | IEC 60947-3 | ADDITIONAL FEATURES | [57 empty] | QC Completed
STP_009 - Lot3 | Data Enrichment | SZU | OK | 2023-07-13 | 2023-07-14 | SFR | OK |  | 1441364 | 1441364 |  | ERSA | M | 1600 | PC |  |  |  | 000000000000053807AZSAPRD |  |  |  |  | JUEGO FUSIBLES CILINDRICOS C/PERCUTOR | GAME CYLINDRICAL FUSES W/PITCH |  |  |  | 22x58 63A URGA P/SISTEMA CONTROL REF CTRL PLC ELECTROLISIS D | 22x58 63A URGA P/SYSTEM CONTROL REF CTRL PLC ELECTROLYSIS D | [8 empty] | URL NOT FOUND | [10 empty] | CLEANSED | 39121628 SEMICONDUCTOR FUSE | FUSE | NO MODIFIER | TYPE | CYLINDRICAL | CURRENT RATING | 63 A | VOLTAGE RATING |  | SIZE | 22X58 MM | MATERIAL |  | HAZARD CLASS |  | CERTIFICATION/STANDARD |  | ADDITIONAL FEATURES | CLASS:URGA,W/PITCH,SYSTEM CONTROL REF CTRL PLC ELECTROLYSIS D | [56 empty] | QC Completed
STP_009 - Lot3 | Data Enrichment | SZU | OK | 2023-07-13 | 2023-07-14 | SFR | OK |  | 1441373 | 1441373 |  | ERSA | M | 1600 | PC |  |  |  | 000000000000053806AZSAPRD |  |  |  |  | JUEGO FUSIBLES CILINDRICOS C/PERCUTOR | GAME CYLINDRICAL FUSES W/PITCH |  |  |  | 22x58 63A gG P/SISTEMA CONTROL REF CTRL PLC ELECTROLISIS D | 22x58 63A gG P/SYSTEM CONTROL REF CTRL PLC ELECTROLYSIS D | [8 empty] | URL NOT FOUND | [10 empty] | CLEANSED | 39121628 SEMICONDUCTOR FUSE | FUSE | NO MODIFIER | TYPE | CYLINDRICAL | CURRENT RATING | 63 A | VOLTAGE RATING |  | SIZE | 22X58 MM | MATERIAL |  | HAZARD CLASS |  | CERTIFICATION/STANDARD |  | ADDITIONAL FEATURES | CLASS:GG,W/PITCH,SYSTEM CONTROL REF CTRL PLC ELECTROLYSIS D | [56 empty] | QC Completed
STP_009 - Lot3 | Data Enrichment | SZU | OK | 2023-07-13 | 2023-07-14 | SFR | OK |  | 1441387 | 1441387 |  | ERSA | M | 1600 | PC |  |  |  | 000000000000053805AZSAPRD |  |  |  |  | JUEGO FUSIBLES CILINDRICOS C/PERCUTOR | GAME CYLINDRICAL FUSES W/PITCH |  |  |  | 14x51 20A aM P/SISTEMA CONTROL REF CTRL PLC ELECTROLISIS D | 14x51 20A aM P/SYSTEM CONTROL REF CTRL PLC ELECTROLYSIS D | [8 empty] | URL NOT FOUND | [10 empty] | CLEANSED | 39121628 SEMICONDUCTOR FUSE | FUSE | NO MODIFIER | TYPE | CYLINDRICAL | CURRENT RATING | 20 A | VOLTAGE RATING |  | SIZE | 14X51 MM | MATERIAL |  | HAZARD CLASS |  | CERTIFICATION/STANDARD |  | ADDITIONAL FEATURES | CLASS:AM,W/PITCH,SYSTEM CONTROL REF CTRL PLC ELECTROLYSIS D | [56 empty] | QC Completed
STP_009 - Lot3 | Data Enrichment | SZU | OK | 2023-07-13 | 2023-07-14 | SFR | OK |  | 1441390 | 1441390 |  | ERSA | M | 1600 | PC |  |  |  | 000000000000053804AZSAPRD |  |  |  |  | JUEGO FUSIBLES CILINDRICOS C/PERCUTOR | GAME CYLINDRICAL FUSES W/PITCH |  |  |  | 14x51 16A aM P/SISTEMA CONTROL REF CTRL PLC ELECTROLISIS D | 14x51 16A aM P/SYSTEM CONTROL REF CTRL PLC ELECTROLYSIS D | [8 empty] | URL NOT FOUND | [10 empty] | CLEANSED | 39121628 SEMICONDUCTOR FUSE | FUSE | NO MODIFIER | TYPE | CYLINDRICAL | CURRENT RATING | 16 A | VOLTAGE RATING |  | SIZE | 14X51 MM | MATERIAL |  | HAZARD CLASS |  | CERTIFICATION/STANDARD |  | ADDITIONAL FEATURES | CLASS:AM,W/PITCH,SYSTEM CONTROL REF CTRL PLC ELECTROLYSIS D | [56 empty] | QC Completed
STP_009 - Lot3 | Data Enrichment | SZU | OK | 2023-07-13 | 2023-07-14 | SFR | OK |  | 1441391 | 1441391 |  | ERSA | M | 1600 | PC |  |  |  | 000000000000053803AZSAPRD |  |  |  |  | JUEGO FUSIBLES CILINDRICOS C/PERCUTOR | GAME CYLINDRICAL FUSES W/PITCH |  |  |  | 14x51 6A gG P/SISTEMA CONTROL REF CTRL PLC ELECTROLISIS D | 14x51 6A gG P/SYSTEM CONTROL REF CTRL PLC ELECTROLYSIS D | [8 empty] | URL NOT FOUND | [10 empty] | CLEANSED | 39121628 SEMICONDUCTOR FUSE | FUSE | NO MODIFIER | TYPE | CYLINDRICAL | CURRENT RATING | 6 A | VOLTAGE RATING |  | SIZE | 14X51 MM | MATERIAL |  | HAZARD CLASS |  | CERTIFICATION/STANDARD |  | ADDITIONAL FEATURES | CLASS:GG,W/PITCH,SYSTEM CONTROL REF CTRL PLC ELECTROLYSIS D | [56 empty] | QC Completed
STP_009 - Lot3 | Data Enrichment | SZU | OK | 2023-07-13 | 2023-07-14 | SFR | OK |  | 1441395 | 1441395 |  | ERSA | M | 1600 | PC |  |  |  | 000000000000053802AZSAPRD |  |  |  |  | JUEGO FUSIBLES CILINDRICOS C/PERCUTOR | GAME CYLINDRICAL FUSES W/PITCH |  |  |  | 14x51 6A aM P/SISTEMA CONTROL REF CTRL PLC ELECTROLISIS D | 14x51 6A aM P/SYSTEM CONTROL REF CTRL PLC ELECTROLYSIS D | [8 empty] | URL NOT FOUND | [10 empty] | CLEANSED | 39121628 SEMICONDUCTOR FUSE | FUSE | NO MODIFIER | TYPE | CYLINDRICAL | CURRENT RATING | 6 A | VOLTAGE RATING |  | SIZE | 14X51 MM | MATERIAL |  | HAZARD CLASS |  | CERTIFICATION/STANDARD |  | ADDITIONAL FEATURES | CLASS:AM,W/PITCH,SYSTEM CONTROL REF CTRL PLC ELECTROLYSIS D | [56 empty] | QC Completed